## A-1200
Item | Description | Unit | Quantity | Rate | Amount
B12.00 | GENERAL REQUIREMENTS AND PROVISIONS
B12.01 | Excavation for locating, protecting, or shifting of existing services
(a) Excavating soft materials with pneumatic tools, back actor or similar mechanical equipment within the following depth ranges below the surface level
| (i) 0m to 1.5m | m3 | 12000
| (ii) Over 1.5m to 3m | m3 | 3000
(b) Excavating soft material with hand tools which are not mechanically or pneumatically powered with in the following depth ranges below the surface level:
| (i) 0m to 1.5m | m3 | 600
| (ii) Over 1.5m to 3m | m3 | 50
(c) Extra over for excavation of hard material irrespective of depth:
| (i) Extra over sub-item B12.01(a) | m3 | 600
B12.02 | Backfilling of excavations made for locating, protecting, adjusting or shifting of existing services
| (a) Using the excavated materials | m3 | 3000
| (b) Using imported selected materials | m3 | 1000
| (c) Extra over items B12.02(a) and (b) for stabilising with 3% CEM II 32.5N cement | m3 | 1000
TOTAL CARRIED FORWARD TO THE NEXT PAGE
Item | Description | Unit | Quantity | Rate | Amount
TOTAL BROUGHT FORWARD FROM PREVIOUS PAGE
B12.03 | Excavation for installation of new services:
(a) Excavating soft materials with pneumatic tools, back actor or similar mechanical equipment within the following depth ranges below the surface level:
| (i) 0m to 1.5m | m3 | 7500
| (ii) Over 1.5m to 3m | m3 | 3750
(b) Excavating soft materials with hand tools which are not mechanically or pneumatically powered within the following depth ranges below the surface level:
| (i) 0m to 1.5m | m3 | 750
| (ii) Over 1.5m to 3m | m3 | 375
(c) Extra over for excavation of hard material irrespective of depth:
| (i) Extra over sub-item B12.03(a) | m3 | 600
B12.04 | Backfilling of excavations made for installation of new services
| (a) Using the excavated materials | m3 | 8000
| (b) Using imported selected materials | m3 | 3000
| (c) Extra over items B12.04 (a) and (b) for stabilising with 3% Cem II 32.5N cement | m3 | 3000
TOTAL CARRIED FORWARD TO THE NEXT PAGE
Item | Description | Unit | Quantity | Rate | Amount
TOTAL BROUGHT FORWARD FROM PREVIOUS PAGE
B12.05 | Overhaul of excavated and backfilled materials hauled in excess of 1.0 km free haul distance applicable to items B12.01, B12.02, B12.03 and B12.04 (excluding Cem II 32.5N cement in the case of stabilised backfill) | m3-km | 155000
B12.06 | Shifting of services
| (i) Provisional sum for the shifting of services where no contract rates are applicable, as provided for in clause 13.5 of the general conditions of contract | Prov Sum | 1 | 2000000 | 2000000
| (ii) Handling cost and profit in respect of sub-item B12.06(i) | % | 2000000
B12.07 | Removal and relocation of streetlights
| (i) Provisional sum for the removal and relocation of streetlights, as provided for clause 13.5 of the general conditions of contract | Prov Sum | 1 | 500000 | 500000
| (ii) Handling cost and profit in respect of sub-item B12.07(i) | % | 500000
B12.08 | Removal and relocation of trees
| (i) Removal and relocation of trees by a nominated subcontractor | Prov Sum | 1 | 1125000 | 1125000
| (ii) Handling cost and profit in respect of sub-item B12.08(i) | % | 1125000
B12.09 | Removal of concrete barriers | m | 900
B12.10 | Supply of concrete barriers | m | 3200
B12.11 | Installation of concrete barriers | m | 4100
| TOTAL CARRIED FORWARD TO THE NEXT PAGE |  |  |  | 3625000
Item | Description | Unit | Quantity | Rate | Amount
| TOTAL BROUGHT FORWARD FROM PREVIOUS PAGE |  |  |  | 3625000
B12.12 | Noise study
| (i) Noise study by a nominated subcontractor | Prov Sum | 1 | 54000 | 54000
| (ii) Handling cost and profit in respect of sub-item B12.12(i) | % | 54000
B12.13 | Court interdict
| (i) Costs associated with court interdicts if required | Prov Sum | 1 | 75000 | 75000
| (ii) Handling cost and profit in respect of sub-item B12.13(i) | % | 75000
| TOTAL CARRIED FORWARD TO SUMMARY |  |  |  | 3754000

## A-1300
Item | Description | Unit | Quantity | Rate | Amount
B13.00 | CONTRACTOR'S ESTABLISHMENT ON SITE AND GENERAL OBLIGATIONS
B13.01 | Contractor's general obligations
| (a) Fixed obligations | L/sum | 1
| (b) Value-related obligations | L/sum | 1
(c) Time related obligations
| (i) Mobilisation period | Month | 3
| (ii) Execution of the works | Month | 40
| (d) Health and safety obligations | Month | 40
| (e) Provision of a 10 seater mini-bus | day | 40
| (f) Environmental obligations | Month | 40
| (g) Monthly reporting cost | Month | 40
| (h) Security on site | Month | 40
TOTAL CARRIED FORWARD TO SUMMARY

## A-1400
Item | Description | Unit | Quantity | Rate | Amount
B14.00 | HOUSING, OFFICES AND LABORATORY FOR THE ENGINEER'S PERSONNEL
14.01 | Office and laboratory accommodation
| (a) Offices (interior floor space only) | m2 | 300
| (b) Laboratories (interior floor space only) | m2 | 200
| (c) Open concrete working floors, 150 mm thick | m2 | 200
| (d) Roofs over open concrete working floors | m2 | 150
| (e) Ablution units | m2 | 40
14.02 | Office and laboratory furniture
| (a) Chairs | No | 30
| (c) High chairs for laboratory | No | 6
| (d) Desks, complete with drawers and locks | No | 8
| (e) Drawing tables | No | 3
| (f) Conference tables | No | 2
B14.03 | Office and laboratory fittings, installations and equipment
(a) Items measured by number:
| (i) 220/250 volt power points | No | 20
| (ii) 400/231 volt 3-phase power points | No | 5
| (iii) Double 80 watt fluorescent light fittings complete with ballast and tubes | No | 16
| (iv) Double 55 watt fluorescent light fittings complete with ballast and tubes | No | 10
TOTAL CARRIED FORWARD TO THE NEXT PAGE
Item | Description | Unit | Quantity | Rate | Amount
TOTAL BROUGHT FORWARD FROM PREVIOUS PAGE
| (vi) Wash-hand basins complete with tapes and drains | No | 5
| (vii) Laboratory basins complete with swan-neck taps and drains | No | 2
| (viii) Extractor fans installed complete with own power connection | No | 4
| (ix) Fume cupboards complete according to the drawings | No | 2
| (x) Fire extinguishers, 9.0kg all purpose dry powder type, complete, mounted on wall with brackets | No | 6
| (xi) Air-conditioning units with 2.2kW minimum capacity, mounted and with own power connection | No | 8
| (xiii) Curing chamber for UCS specimens, complete with water connection, including the provision of brick partitions, plaster, paint and shelving, all complete according to the drawings | No | 1
| (xiv) General-purpose steel cupboards with shelves | No | 4
| (xv) Steel filing cabinets with drawers | No | 2
| (xvi) Refrigerators | No | 1
| (xvii) Bookcases | No | 6
| (xviii) Voltage stabilisers | No | 4
| (xix) Plan holder | No | 2
| (xx) Flood lights complete with poles and 500 W minimum globes | No | 6
TOTAL CARRIED FORWARD TO THE NEXT PAGE
Item | Description | Unit | Quantity | Rate | Amount
TOTAL BROUGHT FORWARD FROM PREVIOUS PAGE
(b) Prime-cost items paid for in a lump sum:
| (vii) The provision of 400/231 volt 3 phase electrical power installation, including all wiring, switchboards, mains connections, etc | Lump sum | 1
| (viii) The provision of gas installations, including gas storage cylinders, tubing, regulators, gas burners and shut-off cocks | Lump sum | 1
| (ix) Cell phone costs, including pro-rata rentals, for calls in connection with contract administration | PC Sum | 1 | 480000 | 480000
| (x) Handling costs and profit in respect of sub-item B14.03(b)(ix) | % | 480000
| (xi) Provision of an internet connection including all data costs in connection with contract administration | PC Sum | 1 | 120000 | 120000
| (xii) Handling costs and profit in respect of sub-item B14.03(b)(xi) | % | 120000
| (xiii) Provision of "Smartsheet" software or similar approved | PC Sum | 1 | 50000 | 50000
| (xiv) Handling costs and profit in respect of sub-item B14.03(b)(xiii) | % | 50000
(c) Items measured by area:
| (i) Shelving as specified, complete with brackets | m2 | 15
| (ii) Work benches complete with concrete slab top, minimum thickness 75 mm | m2 | 20
| TOTAL CARRIED FORWARD TO THE NEXT PAGE |  |  |  | 650000
Item | Description | Unit | Quantity | Rate | Amount
| TOTAL BROUGHT FORWARD FROM PREVIOUS PAGE |  |  |  | 650000
| (iii) Work benches complete with wooden top, minimum thickness 25 mm | m2 | 20
| (iv) Constant temperature baths of concrete and/or plastered brick | m2 | 10
| (vii) Venetian blinds | m2 | 50
| (viii) Notice boards as specified | m2 | 5
14.04 | Carports, as specified, at offices and laboratory buildings | No | 10
14.05 | Housing for labourers
| (a) Housing as specified, including beds, mattresses, beside chest, chairs, tables, lockers, electricity, plug points, electrical light fittings and burglar proofing | No of persons | 16
| (b) Ablution unit as specified, including latrines, wash basins, showers and taps | No | 4
| (c) Cooking unit, complete with stove, basin, concrete working table, shelving sink and power supply | No | 4
14.07 | Rented, hotel and other accommodation
| (a) Provisional sum for providing rented housing, hotel or other accommodation as described in sub sub-clause 1403(c)(ii) | Prov Sum | 1 | 6000000 | 6000000
| (b) Handling costs and profit in respect of subitem 14.07(a) | % | 6000000
| TOTAL CARRIED FORWARD TO THE NEXT PAGE |  |  |  | 6650000
Item | Description | Unit | Quantity | Rate | Amount
| TOTAL BROUGHT FORWARD FROM PREVIOUS PAGE |  |  |  | 6650000
14.08 | Services
(a) Services at office and laboratories
| (i) Fixed costs | Lump sum | 1
| (ii) Running costs | Month | 40
(d) Services for labourers' accommodation on the site
| (i) Fixed costs | Lump Sum | 1
| (ii) Running costs | Month | 40
B14.10 | Provision for Photostat and scanning facilities | Month | 40
B14.11 | Provision of mobile outdoor weather station | Number (No) | 3
| TOTAL CARRIED FORWARD TO SUMMARY |  |  |  | 6650000

## A-1500
Item | Description | Unit | Quantity | Rate | Amount
B15.00 | ACCOMMODATION OF TRAFFIC
B15.01 | Accommodating traffic and maintaining temporary deviations
| (a) On the national route | km | 34.8
| (b) On the ramps and cross roads of the interchanges | km | 8.25
B15.03 | Temporary traffic-control facilities
| (a) Flagmen | Lump sum | 1
| (e) Road signs, R- and TR- series (1200 mm) | No | 135
| (f) Road signs, TW series (1500 mm) | No | 48
| (g) Road signs, STW-, DTG-, TGS- and TG-series (excluding delineators and barricades) | m2 | 570
(h) Delineators (DTG50J)(1200 mm x 250 mm)
| (i) Single | Lump sum | 1
| (ii) Mounted back to back | Lump sum | 1
| (k) Single guardrails attached to posts | m | 400
(l) Movable barriers
| (i) Concrete new jersey barriers supplied by the contractor | Lump sum | 1
| (ii)Concrete new jersey barriers supplied by the client | m | 3250
| (iii) Yellow plastic new jersey barriers | m | 200
(n) Other traffic control measures ordered by the engineer:
| (i) Provision of other traffic control measures | Prov sum | 1 | 250000 | 250000
| TOTAL CARRIED FORWARD TO THE NEXT PAGE |  |  |  | 250000
Item | Description | Unit | Quantity | Rate | Amount
| TOTAL BROUGHT FORWARD FROM PREVIOUS PAGE |  |  |  | 250000
| (ii) Handling costs and profit in respect of subitem B15.03(n)(i) | % | 250000
B15.04 | Relocation of traffic-control facilities | Lump sum | 1
15.12 | Temporary culverts
(a) Provision and laying of temporary prefabricated culverts complete
| (i) 600 mm dia type IJ class 100D pipe culvert on class B bedding | m | 180
| (c) Eventual removal of prefabricated culverts | m | 180
B15.14 | Amber flashing lights mounted on signs | No | 44
B15.15 | Provision of safety equipment for use by visitors/the engineer
| (a) Safety jackets | No | 10
| (b) Hard hats | No | 10
| (c) Emergency rotating mini lightbar for mobile use | No | 6
| (d) Magnetic "construction" sticker for vehicles with 100mm high lettering | No | 6
B15.16 | Provision of traffic safety
| (a) Traffic safety officer | Month | 40
| (b) Traffic safety vehicle | Month | 40
B15.17 | Penalties
| (a) Fixed penalty per occurrence | No | Rate Only | 10000
| (b) Time related penalty | hr | Rate Only | 40000
| TOTAL CARRIED FORWARD TO THE NEXT PAGE |  |  |  | 250000
Item | Description | Unit | Quantity | Rate | Amount
| TOTAL BROUGHT FORWARD FROM PREVIOUS PAGE |  |  |  | 250000
| (c) Time related penalty | per 15 min | Rate Only | 2500
B15.18 | Flashing illuminated Arrow Board | No | 10
B15.19 | Variable Message signs mounted on trailers | No | 2
B15/B16.02 | Overhaul on material hauled in excess of 1.0 km (ordinary overhaul) | m3-km | 600000
B15/17.01 | Clearing and grubbing | Ha | 5
B15/33.01 | Cut and borrow to fill, including free-haul up to 1 km
(a) Gravel material in compacted layer thickness of 200 mm and less
| (ii) Compacted to 90% mod AASHTO density | m3 | 120000
B15/33.03 | Extra-over item 3301 for excavation of material in:
| (a) Intermediate excavation | m3 | 108000
| (b) Hard excavation | m3 | 12000
B15/33.10 | Roadbed preparation and the compaction of material
| (a) Compaction to 90% of modified AASHTO density (150 mm thick) | m3 | 6750
B15/33.13 | Finishing of cut and fill slopes
| (b) Fill slopes | m2 | 32800
| TOTAL CARRIED FORWARD TO THE NEXT PAGE |  |  |  | 250000
Item | Description | Unit | Quantity | Rate | Amount
| TOTAL BROUGHT FORWARD FROM PREVIOUS PAGE |  |  |  | 250000
B15/33.24 | Fill constructed with material obtained from commercial sources or sources provided by the contractor, including all haul
(a) Gravel material in compacted layer thickness of 200 mm and less:
| (i) Compacted to 90% of modified AASHTO | m3 | 120000
B15/34.01 | Pavement layers constructed from gravel taken from cut or borrow, including free-haul up to 1 km
(a) Gravel selected layer compacted to:
| (i) 93% of modified AASHTO density (150 mm compacted layer thickness) | m3 | 6600
(f) Gravel base (chemically stabilised material) compacted to:
| (iii) 95% of modified AASHTO density (150 mm compacted layer thickness) | m3 | 6300
B15/34.02 | Extra-over item 34.01 for excavation of material in:
| (a) Intermediate excavation | m3 | 3870
| (b) Hard excavation | m3 | 645
B15/B34.14 | Extra over item 34.01(a), (d) and (g) for additional costs for procuring gravel material from commercial sources (unrestricted freehaul)
| (a) Selected layer | m3 | 6600
| (b) Subbase layer | m3 | 6300
| TOTAL CARRIED FORWARD TO THE NEXT PAGE |  |  |  | 250000
Item | Description | Unit | Quantity | Rate | Amount
| TOTAL BROUGHT FORWARD FROM PREVIOUS PAGE |  |  |  | 250000
B15/B16.02 | Overhaul on material hauled in excess of 1.0 km (ordinary overhaul) | m3-km | 64500
B15/35.01 | Chemical stabilisation extra-over unstabilised compacted layers
| (a) 150 mm thick | m3 | 6300
B15/35.02 | Chemical stabilising agent
| (a) CEM II 32.5 (or similar approved by the engineer) | t | 529.2
B15/B41.01 | Prime coat
| (f) E-prime | litre | 19000
B15/41.03 | Extra over item 41.01 for applying the prime coat in areas accessible only to hand held equipment | litre | 950
B15/44.01 | Single seals with Grade 1 aggregate and Cationic 65% spray grade emulsion seal at 1.2litres net cold bitumen per m2
| (i) using 10 mm aggregate | m2 | 39700
B15/44.02 | Bituminous binder variations
| (d) 65% spray grade emulsion | litre | 3970
B15/44.04 | Application of a fog spray
| (d) 30% spray grade emulsion | litre | 43670
B15/B44.05 | Precoating the aggregate (using 'Colcote S' or similar approved | m3 | 240
| TOTAL CARRIED FORWARD TO THE NEXT PAGE |  |  |  | 250000
Item | Description | Unit | Quantity | Rate | Amount
| TOTAL BROUGHT FORWARD FROM PREVIOUS PAGE |  |  |  | 250000
B15/57.02 | Road markings (water based only) Retro reflective road marking paint
(a) White lines (broken or unbroken)
| (i) 100 mm | km | 5
(b) Yellow lines (broken or unbroken)
| (i) 100 mm | km | 5
| (d) Permanent white lettering and symbols | m2 | 50
B15/B57.05 | Road studs (I-lite) or similar approved
| (a) Amber/Red (with double shanks/pins) | No | 420
| (c) Red/Red (without shanks/pins) | No | 420
B15/57.06 | Setting out and premarking the lines (excluding traffic-island markings, lettering and symbols | km | 10
B15/57.08 | Removal of existing, temporary or permanent road paint markings by:
| (a) Sandblasting | m2 | 100
| (b) Overpainting as a temporary measure | m2 | 100
| (c) Water jetting | m2 | 100
B15/57.09 | Removing existing road studs | No | 500
| TOTAL CARRIED FORWARD TO SUMMARY |  |  |  | 250000

## A-1700
Item | Description | Unit | Quantity | Rate | Amount
B17.00 | CLEARING AND GRUBBING
B17.01 | Clearing and grubbing | ha | 135
17.02 | Removal and grubbing of large trees and tree stumps:
| (a) Girth exceeding 1m up to and including 2m | No | 100
| (b) Girth exceeding 2m up to and including 3m | No | 50
17.04 | Clearing and grubbing at inlets and outlets of hydraulic structures | m2 | 1500
17.05 | Cleaning of hydraulic structures
| (a) Pipes with an internal diameter up to and including 750 mm | m3 | 500
| (b) Pipes with an internal diameter exceeding 750 mm | m3 | 500
| (c) Box culverts up to and including 1.5 m vertical dimensions | m3 | 500
| (d) Box culverts exceeding 1.5 m vertical dimensions | m3 | 500
17.06 | Removal and storage of selected vegetation
| (a) Cost of removal, storing, protection and replanting in a protected and fenced off area of selected vegetation | Prov Sum | 1 | 50000 | 50000
| (b) Charge on provisional sum | % | 50000
B17.07 | Removal and temporary stockpiling of topsoil
| (a) In windrows alongside the work area | m3 | 60750
| TOTAL CARRIED FORWARD TO THE NEXT PAGE |  |  |  | 50000
Item | Description | Unit | Quantity | Rate | Amount
| TOTAL BROUGHT FORWARD FROM PREVIOUS PAGE |  |  |  | 50000
| (b) In temporary stockpiles after loading material into trucks including 1.0 km free haul | m3 | 60750
| (c) In windrows on the edges of borrow pits or spoil areas | m3 | 13500
| TOTAL CARRIED FORWARD TO SUMMARY |  |  |  | 50000

## A-1800
Item | Description | Unit | Quantity | Rate | Amount
B18.00 | DAYWORKS
B18.01 | Personnel
| (a) Unskilled labour | h | 255
| (b) Semi-skilled labour | h | 255
| (c) Skilled labour | h | 255
| (d) Ganger | h | 255
| (e) Foreman | h | 255
B18.02 | Equipment
| (a) Motor grader (112 kW) | h | 255
| (b) Excavator (92 kW) | h | 255
| (c) Dozer (123kW) | h | 120
| (d) Rubber tyred loader (60kW) | h | 120
| (e) Tractor-loader-backhoe (55kW) TLB | h | 255
| (f) Pedestrian vibrating roller (0.5 ton) | h | 120
| (g) Pedestrian vibrating roller (1.5 ton) | h | 120
| (h) Self-propelled vibratory roller (80 kW) | h | 180
| (i) Loaders (60 kW and mass 12 tons) | h | 180
| (j) 6m3 tip truck | h | 180
| (k) 10m3 tip truck | h | 180
| (l) Water spray truck (1000l) | h | 255
| (m) 250 cmf compressor (7m3/min) complete with 2 tools and operators | h | 120
TOTAL CARRIED FORWARD TO THE NEXT PAGE
Item | Description | Unit | Quantity | Rate | Amount
TOTAL BROUGHT FORWARD FROM PREVIOUS PAGE
| (n) 600 cmf compressor (17m3/min) complete with 4 tools and operators | h | 120
B18.03 | Materials
| (a) Procurement of materials | Prov Sum | 1 | 800000 | 800000
| (b) Contractor's handling costs profit and other charges in respect of subitem B18.03 (a) | % | 800000
B18.04 | Transport
| (a) LDV | km | 1800
| (b) Flatbed truck | km | 1800
| TOTAL CARRIED FORWARD TO SUMMARY |  |  |  | 800000

## A-2100
Item | Description | Unit | Quantity | Rate | Amount
B21.00 | DRAINS
B21.01 | Excavation for open drains
(a) Excavating soft material situated within the following depth ranges below the surface level
| (i) 0 m up to 1.5 m | m3 | 90000
| (b) Extra over subitem 21.01(a) for excavation in hard material, irrespective of depth | m3 | 2250
21.03 | Excavation for subsoil drainage systems
(a) Excavating soft material situated within the following depth ranges below the surface level
| (i) 0 m up to 1.5 m | m3 | 3050
| (b) Extra over subitem 21.03(a) for excavating in hard material irrespective of depth | m3 | 155
B21.04 | Impermeable backfilling to subsoil drainage systems
| (a) Unstabilised natural gravel | m3 | 4600
| (b) G5 material stabilised with 5% stabilising agent (CEM II 32.5N) | m3 | 5200
21.05 | Banks and dykes | m3 | 39000
B21.06 | Natural permeable material in subsoil drainage systems (washed crushed stone):
(b) Crushed stone obtained from commercial sources
| (ii) Coarse Grade (20 mm) | m3 | 1000
TOTAL CARRIED FORWARD TO THE NEXT PAGE
Item | Description | Unit | Quantity | Rate | Amount
TOTAL BROUGHT FORWARD FROM PREVIOUS PAGE
B21.07 | Natural permeable material in subsoil drainage systems (washed sand)
(b) Sand obtained from commercial sources
| (ii) Medium grade | m3 | 2050
21.08 | Pipes in subsoil drainage systems:
(c) High density type poly-ethylene pressure pipes and fittings, complete with couplings
| (i) 100 mm internal dia. Perforated | m | 4500
| (ii) 100 mm internal dia. Unperforated | m | 650
21.1 | Synthetic-fibre filter fabric Grade 2 | m2 | 14000
B21.12 | Concrete outlet structures, manhole boxes, junction boxes and cleaning eyes for subsoil drainage systems
| (a) Outlet structures | No | 100
| (c) Junction boxes | No | 40
| (d) Cleaning eyes | No | 100
21.13 | Concrete caps for subsoil drain pipes | No | 45
21.15 | Overhaul for material hauled in excess of 1.0 km free-haul (normal overhaul) | m3-km | 289750
21.17 | Test flushing of pipe subsoil drains | No | 100
21.19 | Selected backfill material under concrete lined side drains compacted to 93% of modified AASHTO density | m3 | 7200
B21.20 | Subsoil outlet marker board | No | 100
TOTAL CARRIED FORWARD TO SUMMARY

## A-2200
Item | Description | Unit | Quantity | Rate | Amount
B22.00 | PREFABRICATED CULVERTS
22.01 | Excavation
(a) Excavating soft material situated within the following depth ranges below the surface level:
| (i) 0 m up to 1.5 m | m3 | 8660
| (ii) Exceeding 1.5 m and up to 3 m | m3 | 2550
| (iii) Exceeding 3 m and up to 4.5 m | m3 | 1500
| (b) Extra over subitem 22.01(a) for excavation in hard material, irrespective of depth | m3 | 400
22.02 | Backfilling
| (a) Using the excavated material | m3 | 8500
| (b) Using imported selected material | m3 | 2000
(c) Extra over subitems 22.02(a) and (b) for soil cement backfilling
| (i) With 3% cement | m3 | 500
22.03 | Concrete pipe culverts
(b) On class B bedding
| (i) 600 mm dia. Type IJ class 100D | m | 1253.8
| (ii) 675 mm dia. Type IJ class 100D | m | 58.6
| (iii) 750 mm dia. Type IJ class 100D | m | 352
| (iv) 900 mm dia. Type IJ class 100D | m | 393.9
| (v) 1050 mm dia. Type IJ class 100 D | m | 20
| (vi) 1200 mm dia. Type IJ class 100D | m | 15
TOTAL CARRIED FORWARD TO THE NEXT PAGE
Item | Description | Unit | Quantity | Rate | Amount
TOTAL BROUGHT FORWARD FROM PREVIOUS PAGE
22.05 | Portal and rectangular culverts without prefabricated floor slab
| (a) 600 mm x 450 mm Class 200S | m | 559.6
| (b) 600 mm x 600 mm Class 200S | m | 41.5
| (c) 750 mm x 450 mm Class 175S | m | 390.1
| (d) 900 mm x 450 mm Class 175S | m | 551.4
| (e) 900 mm x 600 mm Class 175S | m | 141.5
| (f) 900 mm x 750 mm Class 175S | m | 22
| (g) 1200 mm x 450 mm Class 150S | m | 65.9
| (h) 1200 mm x 600 mm Class 150S | m | 73.2
| (i) 1200 mm x 900 mm Class 150S | m | 32.9
| (j) 1200 mm x 1200 mm Class 150S | m | 93.9
| (k) 1500 mm x 600 mm Class 100S | m | 63.4
| (k) 1500 mm x 900 mm Class 100S | m | 25.6
22.07 | Cast in situ concrete and formwork
| (b) In floor slabs for portal or rectangular culverts including formwork, joints and class U2 surface finish (Class 30/19). | m3 | 900
| (c) In inlet and outlet structures, skewed ends, catch pits, manholes, kerb inlets, thrust and anchor blocks, excluding formwork but including class U2 surface finish (Class 30/19) | m3 | 1500
TOTAL CARRIED FORWARD TO THE NEXT PAGE
Item | Description | Unit | Quantity | Rate | Amount
TOTAL BROUGHT FORWARD FROM PREVIOUS PAGE
(d) Formwork of concrete under subitem 22.07(c) above
| (i) Vertical formwork for F2 surface finish | m2 | 1860
| (ii) Horizontal formwork for F2 surface finish | m2 | 190
22.08 | Concrete backfill for culverts | m3 | 700
22.1 | Steel reinforcement
| (a) Mild steel bars | t | 2
| (b) High-tensile steel bars | t | 30
| (c) Welded steel fabric | kg | 13600
22.11 | Dowels for jointing old and new concrete | t | 2
B22.12 | Removing existing concrete
| (a) Plain concrete | m3 | 500
| (b) Reinforced concrete | m3 | 1500
22.13 | Removing and re-laying existing pipes (600mm dia pipe culvert on type B bedding | m | 250
22.15 | Treating surfaces with epoxy adhesive Epidermix 344 or similar approved | litre | 80
22.17 | Manholes, catch pits, precast inlet and outlet structures complete
| (a) Manhole shafts consisting of pre-caste 1000 mm ND units | No | 140
TOTAL CARRIED FORWARD TO THE NEXT PAGE
Item | Description | Unit | Quantity | Rate | Amount
TOTAL BROUGHT FORWARD FROM PREVIOUS PAGE
22.21 | Accessories
(b) Inlet grids including concrete frames
| (i) Type A (1015 mm x 1015 mm) according to SANRAL TD-D-SG-001-V1 | N⁰ | 70
| (ii) Type B (900 mm x 583 mm) according to SANRAL TD-D-SG-001-V1 | N⁰ | 70
| (iii) Double (1015 mm x 1015 mm) according to SANRAL TD-D-SG-001-V1 | N⁰ | Rate only
| (c) Step irons 185 mm in length, BS 1247 compliant | N⁰ | 2000
22.23 | Service ducts
(a) HDPE pipes (Kableflex or similar approved)
| (i) 110 mm diameter | m | 200
| (ii) 160 mm diameter | m | 200
22.24 | Duct marker blocks
| (a) Concrete as per drawing | No | 40
22.25 | Overhaul on excavated material carted to spoil, backfill material (but excluding Portland cement in the case of soil cement), existing structures demolished and removed to spoil, and removing and relaying, and removing and stacking existing prefabricated culverts, for haul in excess of the free-haul distance | m3-km | 360000
B22.29 | Breaking into existing drainage structures and building in pipes or culverts of the following size
| (i) 600 mm dia. Type IJ class 100D | No | 50
| (ii) 750 mm dia. Type IJ class 100D | No | 30
| (iii) 900 mm dia. Type IJ class 100D | No | 20
TOTAL CARRIED FORWARD TO SUMMARY

## A-2300
Item | Description | Unit | Quantity | Rate | Amount
B23.00 | CONCRETE KERBING, CONCRETE CHANNELLING, CHUTES AND DOWNPIPES, AND CONCRETE LININGS FOR OPEN DRAINS
23.03 | Concrete chutes
| (a) 300 mm precast chute | m | 1000
23.04 | Cast in situ concrete chutes (measured by components)
| (a) Concrete (Class 30/19) | m3 | 50
(b) Formwork
| (i) Class F1 surfaced finish | m2 | 100
| (ii) Class U2 surfaced finish | m2 | 750
23.07 | Trimming of excavations for concrete-lined open drains
| (a) In soft material | m2 | 29600
| (b) In hard material | m2 | 7400
23.08 | Concrete lined open drains:
(a) Cast in situ concrete lining class 30/19 for open drains
| (i) Type A, 0.8 m wide, reinforced | m3 | 350
| (ii) Type F, 2.5 m wide, reinforced | m3 | 950
| (iii) Type E, 2.0 m wide, reinforced | m3 | 4250
(b) | Class U2 surface finish to cast in situ concrete
| (i) Type A, 0.8 m wide, reinforced | m2 | 2100
| (ii) Type F, 2.5 m wide, reinforced | m2 | 6250
TOTAL CARRIED FORWARD TO THE NEXT PAGE
Item | Description | Unit | Quantity | Rate | Amount
TOTAL BROUGHT FORWARD FROM PREVIOUS PAGE
| (iii) Type E, 2.0 m wide, reinforced | m2 | 30000
23.09 | Formwork to cast in situ on concrete lining for open drains (class F2 surface finish)
| (a) To sides with formwork on the internal face only | m2 | 2800
| (b) To sides with formwork on both internal and external faces (each face measured) | m2 | 7500
| (c) To end of slabs | m2 | 90
23.1 | Sealed joints in concrete linings of open drains
| (a) Polysulphide sealants | m | 15000
| (b) 10 mm thick expansion joints sealed with a closed cell polyethylene sealant (Dow corning 888 or similar approved | m | 4000
23.12 | Steel reinforcement:
| (a) Mild steel bars | t | 2
| (b) High-tensile steel bars | t | 2
| (c) Welded steel fabric | kg | 150000
B23.16 | Demolition and removal of existing kerbs and/or channel, concrete lined drains (300 mm) | m3 | 200
TOTAL CARRIED FORWARD TO SUMMARY

## A-3300
Item | Description | Unit | Quantity | Rate | Amount
B33.00 | MASS EARTHWORKS
B33.01 | Cut and borrow to fill, including free-haul up to 1 km
(a) Gravel material in compacted layer thickness of 200 mm and less
| (i) Compacted to 90% of modified AASHTO density | m3 | 410000
| (ii) Compacted to 93% of modified AASHTO density | m3 | 410000
| (e) Pioneer layer (as specified in clause 3307(c)) | m3 | 265000
B33.03 | Extra over item 33.01 for excavating and breaking down material in
| (a) Intermediate excavation | m3 | 40000
| (b) Hard excavation | m3 | 126000
| (c) Boulder excavation class A | m3 | 5000
| (d) Boulder excavation in excess of 20 m3 | m3 | 5000
33.04 | Cut to spoil, including free-haul up to 0.5 km material obtained from
| (a) Soft excavation | m3 | 330000
| (b) Intermediate excavation | m3 | 30000
| (c) Hard excavation | m3 | 10000
| (d) Boulder excavation class A | m3 | 10000
33.07 | Removal of unsuitable material (including free-haul of 0.5km)
(b) In layer thicknesses exceeding 200 mm
| (i) Stable material | m3 | 5000
TOTAL CARRIED FORWARD TO THE NEXT PAGE
Item | Description | Unit | Quantity | Rate | Amount
TOTAL BROUGHT FORWARD FROM PREVIOUS PAGE
33.09 | Material bladed to windrow | m3 | 10000
B33.10 | Roadbed preparation and compaction of material
| (a) Compaction to 90% of modified AASHTO density (150 mm thick) | m3 | 92000
| (e) Treatment of collapsible sands | m2 | 70000
33.11 | Three roller pass compaction
| (a) Vibratory roller | m2 | 110000
| (c) Grid roller | m2 | 110000
| (e) Impact roller (25 kJ 3-sided dynamic roller) | m2 | 110000
33.12 | In situ treatment of roadbed
| (a) In situ treatment by ripping | m3 | 16500
| (b) In situ treatment by blasting | m3 | 90000
33.13 | Finishing off cut and fill slopes, medians and interchange areas
| (a) Cut slopes | m2 | 17000
| (b) Fill slopes | m2 | 20000
| (c) Median and interchange areas | m2 | 363000
33.14 | Extra over 33.01 for excavating material from the pavements and fills of existing roads:
| (a) Non-cemented material | m3 | 30000
| (b) Cemented material | m3 | 5000
TOTAL CARRIED FORWARD TO THE NEXT PAGE
Item | Description | Unit | Quantity | Rate | Amount
TOTAL BROUGHT FORWARD FROM PREVIOUS PAGE
33.19 | Extra over subitem B33.20 for correcting rock fills that are deficient in fine material | m3 | 60000
B33.20 | Construction of rock fill layer | m3 | 225000
B33.21 | Construct Side fill from stockpiled clay materials as per typical cross section | m3 | 61400
B33.22 | Stockpiling of clay material adjacent to the road for the construction of side fill | m3 | 61400
B33.23 | Extra over item 33.01 for fill constructed with material obtained from commercial sources or sources provided by the contractor, including all haul
(a) Gravel material in compacted layer thickness of 200 mm and less:
| (i) Compacted to 90% of modified AASHTO | m3 | 410000
| (ii) Compacted to 93% of modified AASHTO density | m3 | 410000
| (d) Pioneer layer (as specified in subclause 3307(c)) | m3 | 265000
B33.24 | Extra over item 33.04 for spoiling at spoil site to be identified by the contractor including all haul. | m3 | 380000
B33.25 | Laying of A5 grade geotextile (or similar approved) to prevent fines from migrating down the rockfill - Alternative to Item 33.19 | m2 | 165000
33/32.06 | Stockpiling of fill material | m3 | 75000
33/16.02 | Overhaul on material hauled in excess of 1,0 km (ordinary overhaul) | m3-km | 850000
TOTAL CARRIED FORWARD TO SUMMARY

## A-3400
Item | Description | Unit | Quantity | Rate | Amount
B34.00 | PAVEMENT LAYERS OF GRAVEL MATERIAL
34.01 | Pavement layers constructed from gravel taken from cut or borrow, including free-haul up to 1.0km
(a) Gavel selected layer compacted to:
| (i) 93% of modified AASHTO density (150 mm compacted layer thickness) | m3 | 94100
| (ii) 95% of modified AASHTO density (150 mm compacted layer thickness) | m3 | 87500
(d) Gravel subbase (chemically stabilised material) compacted to
| (i) 97% of modified AASHTO density (125 mm layer thickness) | m3 | 145000
(g) Gravel shoulders compacted to
| (i) 95% of modified AASHTO density (190 mm layer thickness, 500 mm wide rounding) | m3 | 12750
34.02 | Extra over item 34.01 for excavation of material in
| (a) Intermediated excavation | m3 | 34000
| (b) Hard excavation | m3 | 17000
34.11 | Watering the pavement excavation floor | kl | 1000
B34.14 | Extra over item 34.01(a), (d) and (g) for additional costs for procuring gravel material from commercial sources (unrestricted free haul)
| (a) Selected layer | m3 | 181600
| (b) Subbase layer | m3 | 145000
| (c) Gravel shoulder | m3 | 12750
34/16.02 | Overhaul on material hauled in excess of 1,0 km (ordinary overhaul) | m3-km | 100000
TOTAL CARRIED FORWARD TO SUMMARY

## A-3500
Item | Description | Unit | Quantity | Rate | Amount
B35.00 | STABILISATION
35.01 | Chemical stabilisation extra-over unstabilised compacted layers
| (a) Gravel subbase (125 mm thick) compacted to 97% of modified AASHTO density | m3 | 106000
B35.02 | Chemical stabilising agent
| (a) CEM II 32.5 (or similar approved by the engineer) | t | 8300
35.04 | Provision and application of water for curing | kl | 93000
35.05 | Curing by covering with subsequent layer | m2 | 850000
35.13 | Extra-over for trial sections | m3 | 550
TOTAL CARRIED FORWARD TO SUMMARY

## A-3600
Item | Description | Unit | Quantity | Rate | Amount
B36.00 | CRUSHED STONE BASE
36.01 | Crushed stone base
(a) Constructed from type G1 material obtained from commercial sources and compacted to 88% of apparent relative density (150 mm layer thickness)
| (i) 37 mm nominal maximum size stone | m3 | 60500
B36.16 | Riding quality bonus/penalty at completion of construction | Prov Sum | 1 | 3000000 | 3000000
B36.17 | Crushed stone base trial section (150 mm layer thickness) constructed in accordance with the provision of clause 3603 | m3 | 350
| TOTAL CARRIED FORWARD TO SUMMARY |  |  |  | 3000000

## A-3800
Item | Description | Unit | Quantity | Rate | Amount
B38.00 | BREAKING UP EXISTING PAVEMENT LAYERS
38.01 | Excavating and removing existing bituminous material (except milled material_
(b) Material to be disposed of with the average depth of excavation
| (ii) Exceeding 30 mm but not exceeding 60 mm | m2 | 70620
38.03 | Milling out cemented crushed stone
(c) Average milling depth exceeding 100 mm
| (ii) Compressive strength of 10 Mpa to 20 Mpa | m3 | 21200
38.04 | Excavating and spoiling material from an existing pavement and/or underlying fill | m3 | 71000
38.08 | Sawing or cutting asphalt or cemented pavement layers
| (b) Cutting asphalt | m | 5600
(c) Sawing cemented layers
| (i) Cemented Material | m2 | 1680
TOTAL CARRIED FORWARD TO SUMMARY

## A-4100
Item | Description | Unit | Quantity | Rate | Amount
B41.00 | PRIME COAT
B41.01 | Prime coat
| (f) E-prime | litre | 315000
41.03 | Extra over item 41.01 for applying the prime coat in areas accessible only to hand held equipment | litre | 15750
TOTAL CARRIED FORWARD TO SUMMARY

## A-4200
Item | Description | Unit | Quantity | Rate | Amount
B42.00 | ASPHALT BASE SURFACING
42.02 | Asphalt Surfacing
| (a) Continuously graded (40mm, A-E2 modified binder (base bitumen 50/70 pen grade) and 14,0mm max aggregate size) | t | 40500
42.03 | Rolled in chippings
| (a) 14 mm nominal size | t | 580
42.04 | Tack coat of 30% stable-grade emulsion | Litre | 220000
B42.05 | Binder variations
| (a) Penetration grade bitumen (50/70) | t | 1900
| (b) A-E2 modified binder | t | 1900
B42.06 | Variations in active filler content:
| (a) Cement | t | 150
| (b) Hydrated lime | t | 150
| (c) Polyamine or similar | t | 150
B42.07 | Trial Sections
| (a) 40 mm continuous surfacing | m² | 1090
B42.08 | Cores in asphalt paving
| (a) 100mm cores | No. | 400
B42.11 | Asphalt constructed for rehabilitation purposes in accordance with the provisions of clause 4213 and as amended by clause B4213
Base construction with new asphalt (A-E2 modified binder (base bitumen 50/70 pen grade) and 28 mm max grade)
| (i) Continuously graded skeleton mix placed in 100 mm layers | t | 2600
42.15 | Application of prime coat and/or tack coat to the edges of a layer | Litre | 1000
B42.21 | Aggregate variations | t | 200
B42.22 | Riding quality bonus/penalty at completion of construction | Prov Sum | 1 | 3000000 | 3000000
| TOTAL CARRIED FORWARD TO SUMMARY |  |  |  | 3000000

## A-5100
Item | Description | Unit | Quantity | Rate | Amount
B51.00 | PITCHING, STONEWORK AND PROTECTING AGAINST EROSION
51.01 | Stone pitching
| (b) Grouted stone pitching | m2 | 5000
TOTAL CARRIED FORWARD TO SUMMARY

## A-5200
Item | Description | Unit | Quantity | Rate | Amount
52 | GABIONS
52.01 | Foundation trench excavation and backfilling:
| (a) In solid rock (material which requires blasting | m3 | 76
| (b) In all other classes of material | m3 | 305
52.02 | Surface preparation for bedding the gabions | m2 | 1900
52.03 | Gabions
(a) Gabion boxes
| (i) 1 m wide by 1 m high by 2 m long (nominal diameter of mesh wire 2.5 mm - mesh max: 80 x 100 mm) | m3 | 440
| (ii) 1 m wide by 0.5 m high by 2 m long (nominal diameter of mesh wire 2.5 mm - mesh max: 80 x 100 mm) | m3 | 190
(c) Galvanized gabion mattresses
| (i) 1 m diaphragm spacing, 6 m long by 2 m wide by 0.3 m deep (nominal diameter of mesh wire 2.5 mm - mesh max: 80 x 100 mm) | m3 | 190
52.04 | Synthetic filter fabric
| (a) Polytex A5 or similar approved | m2 | 640
TOTAL CARRIED FORWARD TO SUMMARY

## A-5400
Item | Description | Unit | Quantity | Rate | Amount
B54.00 | GUARDRAILS
B54.01 | Guardrails on 3.81 m spaced posts
(a) Complete galvanised system on:
| (i) Timber posts | m | 25000
| (ii) Steel posts | m | 3600
(b) Extra over 54.01(a) for the following
| (i) Flared ends (including end wing) | No | 25
| (iii) End treatments in accordance with the drawings where double guardrail sections are used | No | 45
| (iv) Bridge adaptors | No | 80
54.05 | Additional guardrail posts | No | 225
54.06 | Reflective plates | No | 6600
B54.07 | Removing existing guardrails | m | 10000
54.09 | Re-erecting of guardrails with recovered and/or new material
| (a) Single guardrail | m | 1000
| (b) Double guardrail | m | 1000
54.1 | Re-erection of end treatments with recovered materials
| (a) End wings | No | 10
| (e) End treatments in accordance with the drawings where double guardrail sections are used | No | 10
TOTAL CARRIED FORWARD TO THE NEXT PAGE
Item | Description | Unit | Quantity | Rate | Amount
TOTAL BROUGHT FORWARD FROM PREVIOUS PAGE
54.11 | New material required for the re-erection of guardrails with recovered materials:
| (a) Guardrails | m | 500
| (b) Timber posts | No | 100
| (c) Steel posts | No | 20
| (d) Reflective plates | No | 100
| (e) Spacer blocks | No | 100
| (f) Splice bolt complete with nut and washer | No | 100
| (g) Post bolt complete with nut and washer | No | 100
| (h) Reinforcing plates | No | 100
54.12 | Extra over items 54.01 and 54.02 for drilling and blasting holes for guardrail posts | No | 100
B54.14 | Nailing of gang nail plates on top of timber guardrail posts | No | 6600
B54.15 | Single strand wire rope medium barrier | m | 16000
B54.16 | Repairs to existing guardrails
| (i) Repairs to existing guardrails | Prov Sum | 1 | 2000000 | 2000000
| (ii) Handling cost and profit in respect of sub-item B12.08(i) | % | 2000000
| TOTAL CARRIED FORWARD TO SUMMARY |  |  |  | 2000000

## A-5500
Item | Description | Unit | Quantity | Rate | Amount
B55.00 | FENCING
55.01 | Clearing the fence line, 2 m wide strip | km | 35
55.02 | Supply and erect new fencing material for new fences and for supplementing material in existing fences which are being repaired or removed
| (a) Barbed wire - 3.2 x 2.5 mm oval high tensile grade single strand SANS 675, fully galvanized | km | 210
| (b) Smooth wire - 3 mm dia high tensile grade ( SANS 675) fully galvanized | km | 35
| (g) Standards 1.850 m x 2.5 kg/m "Y" section complete with holes at 50 mm centres | No | 2500
| (h) Droppers 1.200 m x 0.56 kg/m ridgeback pattern (SANS 121/ISO1461) | No | 12000
(i) Straining posts, stays and anchors
(i) Vertical
| (1) Steel straining posts ( 2130 mm x 100 mm dia x 3 mm mild steel tubing with steel cap and 230 mm x 230 mm x 3mm base plate, fully galvanized (SANS 121/ISO 1461) | No | 200
(ii) Inclined:
| (1) Steel stays and anchors (1690 mm x 60dia x 3mm mild steel tubing with 230 mm x 230 mm x 3mm base plate, fully galvanized (SANS 121/ISO 1461) | No | 400
55.04 | Moving existing fences and gates
(a) Fences
| (i) Stock proof fencing | km | 3
TOTAL CARRIED FORWARD TO THE NEXT PAGE
Item | Description | Unit | Quantity | Rate | Amount
TOTAL BROUGHT FORWARD FROM PREVIOUS PAGE
55.05 | Dismantling existing fences
(a) Fences
| (i) Stock proof fencing | km | 2
B55.10 | Repairing existing fences
| (a) Stock proof fences | km | 3
TOTAL CARRIED FORWARD TO SUMMARY

## A-5600
Item | Description | Unit | Quantity | Rate | Amount
B56.00 | ROAD SIGNS
B56.01 | Road sign boards with painted or coloured semi-matt background. Symbols, lettering and borders in semi-matt black or in Class 3 retro-reflective material, where the sign board is constructed from:
(c) Prepainted galvanized steel plate (chromadek or approve equivalent)
| (i) Area not exceed 2 m2 | m2 | 75
(d) Prepainted galvanized steel profiles (200 mm high chromadek or approved equivalent):
| (i) Area not exceeding 2 m2 | m2 | 135
| (ii) Area exceeding 2 m2 but not 10 m2 | m2 | 415
| (iii) Area exceeding 10 m2 | m2 | 560
56.02 | Extra over item B56.01 for using
(a) Background of retro-reflective material:
| (i) Class III with UV protection | m2 | 1110
(b) Lettering, symbols, numbers, arrows, emblems and borders of retro reflective material:
| (ii) Class III with UV protection | m2 | 1110
56.03 | Road sign supports (overhead road sign structures excluded)
(a) Steel tubing
| (i) 50 mm x 50 mm x 2 mm | m | 400
(b) Timber
TOTAL CARRIED FORWARD TO THE NEXT PAGE
Item | Description | Unit | Quantity | Rate | Amount
TOTAL BROUGHT FORWARD FROM PREVIOUS PAGE
| (i) 150 mm diameter | m | 1440
| (ii) 175 mm diameter | m | 350
| (iii) 200 mm diameter | m | 780
56.04 | Kilometre posts (Class III on III with UV protection) | No | 200
56.05 | Excavation and backfilling for road sign supports (not applicable to kilometre posts) | m3 | 750
56.06 | Extra over item 56.05 for cement treated soil backfill | m3 | 750
56.07 | Extra over item 56.05 for rock excavation | m3 | 75
56.08 | Dismantling, storing and re-erecting of road signs with a surface area of:
| (i) Area not exceeding 2 m2 | No | 150
| (ii) Area exceeding 2 m2 but not 10 m2 | No | 150
| (iii) Area exceeding 10 m2 | No | 80
56.09 | Dismantling and storing of road signs with a surface area of:
| (i) Area not exceeding 2 m2 | No | 150
| (ii) Area exceeding 2 m2 but not 10 m2 | No | 150
| (iii) Area exceeding 10 m2 | No | 80
B56.10 | Danger plates at culverts/structures (Class III on III with UV protection) Dibond or similar approved
| (a) 800 x 200 | No | 50
| (b) 1000 x 250 | No | 900
TOTAL CARRIED FORWARD TO SUMMARY

## A-5700
Item | Description | Unit | Quantity | Rate | Amount
B57.00 | ROAD MARKINGS
B57.02 | Retro reflective road marking paint (water based only)
(a) Permanent white lines (broken or unbroken)
| (i) 100 mm wide | km | 160
| (ii) 150 mm wide | km | 180
| (iii) 300 mm wide | km | 10
| (iv) 500 mm wide | km | 1
(b) Permanent yellow lines (broken or unbroken)
| (i) 150 mm wide | km | 175
| (d) Permanent white lettering and symbols | m2 | 300
| (e) Permanent yellow lettering and symbols | m2 | 300
| (f) Permanent transverse lines, painted island and arrestor bed markings any colour | m2 | 28050
B57.05 | Road studs (I-lite) or similar approved
| (a) Amber/Red (with double shanks/pins) | No | 3710
| (b) White/Red (with double shanks/pins) | No | 3710
| (c) Red/Red (without shanks/pins) | No | 4292
| (d) White/White (without shanks/pins) | No | 2695
B57.06 | Setting out and premarking the lines (excluding traffic-island markings, lettering and symbols) | km | 80
TOTAL CARRIED FORWARD TO THE NEXT PAGE
Item | Description | Unit | Quantity | Rate | Amount
TOTAL BROUGHT FORWARD FROM PREVIOUS PAGE
B57.07 | Re-establishing the painted unit at the end of the defects notification period | Lump sum | 1
B57.08 | Removal of existing, temporary or permanent road paint markings by:
| (a) Sandblasting | m2 | 6000
| (b) Overpainting as temporary measure | m2 | 1000
| (c) Water-jetting | m2 | 1000
57.09 | Removing existing road studs | No | 5000
B57.11 | Re-establishing the painting unit on instruction of the Engineer during the construction period | No | 2
TOTAL CARRIED FORWARD TO SUMMARY

## A-5800
Item | Description | Unit | Quantity | Rate | Amount
B58.00 | LANDSCAPING AND PLANTING OF PLANTS
58.01 | Trimming
| (a) Machine trimming | m2 | 995000
| (b) Hand trimming | m2 | 52500
B58.03 | Preparing the areas for grassing
| (a) Ripping | ha | 10.5
| (b) Scarifying for loosening topsoil | ha | 10.5
(c) Top soiling within the road reserve where the following materials are used:
| (i) Topsoil obtained from within the road reserve or borrow areas (free-haul 1.0 km) | m3 | 157500
| (ii) Topsoil obtained from other sources by the contractor (including all haul) | m3 | 16000
(e) Providing and applying chemical fertilisers and/or soil-improvement material
| (i) Lime | t | 105
| (ii) Superphosphate | t | 52.5
| (iii) Formula 2:3:2 (22) | t | 37
| (iv) LAN | t | 26
(f) Stockpiling topsoil (free-haul 1.0 km)
| (i) Topsoil stored at a stockpile site agreed with by the engineer | m3 | 16000
58.04 | Grassing
(c) Hydro seeding
TOTAL CARRIED FORWARD TO THE NEXT PAGE
Item | Description | Unit | Quantity | Rate | Amount
TOTAL BROUGHT FORWARD FROM PREVIOUS PAGE
| (i) Providing an approved seed mixture for hydro seeding | kg | 3990
| (ii) Providing an approved mulch | kg | 25200
| (iii) Hydro seeding | ha | 105
58.06 | Watering the already planted grass, trees and shrubs during periods of drought experienced during the growing season | Kl | 10000
58.08 | Anti-erosion compound
| (a) Cellulose pulp | kg | 1260
B58.12 | Removal of undesirable vegetation | km | 31
TOTAL CARRIED FORWARD TO SUMMARY

## A-5900
Item | Description | Unit | Quantity | Rate | Amount
B59.00 | FINISHING OF THE ROAD AND ROAD RESERVE AND TREATING OLD ROADS
59.01 | Finishing of the road and road reserve
| (a) Dual carriageway road | km | 30.7
| (b) Single carriageway road | km | 5
59.02 | Treatment of old roads and temporary deviations | km | 10
TOTAL CARRIED FORWARD TO SUMMARY

## A-8100
Item | Description | Unit | Quantity | Rate | Amount
B81.00 | TESTING MATERIALS AND WORKMANSHIP
B81.04 | Financial contribution for the combined laboratory | Month | 40
B81.05 | Surface regularity tests as described in subclauses B36.06 and B42.13(a)(v)
(a) Establishment of equipment
| (i) Inertial laser Profilometer | No | 1
| (ii) Other profilometer type, e.g. ARRB Walking or Face Dipstick | No | 1
(b) Profiler surveys on:
| (i) Base layers using: | km | 30.7
(1) Other profilometer type, e.g. ARRB Walking or Face Dipstick
(ii) Asphalt surfacing using:
| (1) Inertial Laser Profilometer | km | 30.7
B81.06 | Acceptance testing | Prov Sum | 1 | 1500000 | 1500000
| TOTAL CARRIED FORWARD TO SUMMARY |  |  |  | 1500000

## A8500A
Item | Description | Unit | Quantity | Rate | Amount
B85.00 | PERFORMANCE GUARANTEE
85.02 | Provision of product performance guarantee | Lump Sum | 1
TOTAL CARRIED FORWARD TO SUMMARY

## Summary Section A
ITEM | SECTION | AMOUNT
A-1200 | GENERAL REQUIREMENTS AND PROVISIONS | 3754000
A-1300 | CONTRACTOR'S ESTABLISHMENT ON SITE AND GENERAL OBLIGATIONS
A-1400 | HOUSING OFFICES AND LABORATORIES FOR THE ENGINEER'S SITE PERSONNEL | 6650000
A-1500 | ACCOMMODATION OF TRAFFIC | 250000
A-1700 | CLEANING AND GRUBBING | 50000
A-1800 | DAYWORKS | 800000
A-2100 | DRAINS
A-2200 | PREFABRICATED CULVERTS
A-2300 | CONCRETE KERBING, CONCRETE CHANNELLING, CHUTES AND DOWNPIPES, AND CONCRETE LININGS FOR OPEN DRAINS
A-3300 | MASS EARTHWORKS
A-3400 | PAVEMENT LAYERS OF GRAVEL MATERIAL
A-3500 | STABILISATION
A-3600 | CRUSHED STONE BASE | 3000000
A-3800 | BREAKING UP EXISTING PAVEMENT LAYERS
A-4100 | PRIME COAT
A-4200 | ASPHALT BASE AND SURFACING | 3000000
A-5100 | PITCHING, STONEWORK AND PROTECTION AGAINST EROSION
A-5200 | GABIONS
A-5400 | GUARDRAILS | 2000000
A-5500 | FENCING
| TOTAL CARRIED FORWARD TO NEXT PAGE | 19504000
ITEM | SECTION | AMOUNT
| TOTAL BROUGHT FORWARD FROM PREVIOUS PAGE | 19504000
A-5600 | ROAD SIGNS
A-5700 | ROAD MARKINGS
A-5800 | LANDSCAPING AND PLANTING PLANTS
A-5900 | FINISHING THE ROAD AND ROAD RESERVE AND TREATING OF OLD ROADS
A-8100 | TESTING MATERIAL AND WORKMANSHIP | 1500000
A-8500A | PERFORMANCE GUARANTEE
| TOTAL BROUGHT FORWARD TO SUMMARY | 21004000

## B-1200
Item | Description | Unit | Quantity | Rate | Amount
B12.00 | GENERAL REQUIREMENTS AND PROVISIONS
B12.14 | Protection, removal, realignment and replacement of services
(a) Traffic monitoring stations
| (i) The removal, protection and replacement of CTO, SMD and WIM installations | Prime cost | 1 | 50000 | 50000
| (ii) Handling cost and profit in respect of B12.14(a)(i) | % | 50000
| TOTAL CARRIED FORWARD TO SUMMARY |  |  |  | 50000

## B-1500
Item | Description | Unit | Quantity | Rate | Amount
B15.00 | ACCOMMODATION OF TRAFFIC
B15.01 | Accommodating traffic and maintaining temporary deviations
| (a) On the national route | km | 39
| (b) On the ramps and cross roads of the interchanges | km | 14
B15.03 | Temporary traffic-control facilities
| (a) Flagmen | Lump sum | 1
| (e) Road signs, R- and TR- series (1200 mm) | No | 80
| (f) Road signs, TW series (1500 mm) | No | 25
| (g) Road signs, STW-, DTG-, TGS- and TG-series (excluding delineators and barricades) | m2 | 120
(h) Delineators (DTG50J)(1200 mm x 250 mm)
| (i) Single | Lump sum | 1
(l) Movable barriers
| (ii) Yellow plastic new jersey barriers | m | 500
(n) Other traffic control measures ordered by the engineer:
| (i) Provision of other traffic control measures | Prov sum | 1 | 200000 | 200000
| (ii) Handling costs and profit in respect of subitem B15.03(n)(i) | % | 200000
| (o) Truck mounted attenuator - Armco Alpha 70k or similar approved | No. | 2
B15.14 | Amber flashing lights mounted on signs | No | 12
| TOTAL CARRIED FORWARD TO THE NEXT PAGE |  |  |  | 200000
Item | Description | Unit | Quantity | Rate | Amount
| TOTAL BROUGHT FORWARD FROM PREVIOUS PAGE |  |  |  | 200000
B15.17 | Penalties
| (a) Fixed penalty per occurrence | No | Rate Only | 10000
(b) Time related penalty
| i) Per Hour | hr | Rate Only | 4000
| ii) Per 15 minute intervals | per 15 min | Rate Only | 2500
B15.18 | Flashing illuminated Arrow Board | No | 8
B15.19 | Variable Message signs mounted on trailers | No | 2
| TOTAL CARRIED FORWARD TO SUMMARY |  |  |  | 200000

## B-1700
Item | Description | Unit | Quantity | Rate | Amount
B17.00 | CLEARING AND GRUBBING
B17.01 | Clearing and grubbing | ha | 0.5
17.04 | Clearing and grubbing at inlets and outlets of hydraulic structures | m2 | 200
17.05 | Cleaning of hydraulic structures
| (a) Pipes with an internal diameter up to and including 750 mm | m3 | 200
| (b) Pipes with an internal diameter exceeding 750 mm | m3 | 200
| (c) Box culverts up to and including 1.5 m vertical dimensions | m3 | 200
| (d) Box culverts exceeding 1.5 m vertical dimensions | m3 | 200
17.06 | Removal and storage of selected vegetation
| (a) Cost of removal, storing, protection and replanting in a protected and fenced off area of selected vegetation | Prov Sum | 1 | 30000 | 30000
| (b) Charge on provisional sum | % | 30000
B17.07 | Removal and temporary stockpiling of topsoil
| (b) In temporary stockpiles after loading material into trucks including 1.0 km free haul | m3 | 750
| TOTAL CARRIED FORWARD TO SUMMARY |  |  |  | 30000

## B-3800
Item | Description | Unit | Quantity | Rate | Amount
B38.00 | BREAKING UP EXISTING PAVEMENT LAYERS
B38.02 | Milling out existing bituminous material
| (a) Average milling depth up to 25 mm | m3 | 2500
| (b) Average milling depth up to 60 mm | m3 | 6000
| (c) Average milling depth up to 150 mm | m3 | 1000
38.04 | Excavating and spoiling material from an existing pavement and/or underlying fill | m3 | 500
38.08 | Sawing or cutting asphalt or cemented pavement layers
| (b) Cutting asphalt | m | 38500
TOTAL CARRIED FORWARD TO SUMMARY

## B-3900
Item | Description | Unit | Quantity | Rate | Amount
3900 | PATCHING AND REPAIRING EDGE BREAKS
39.01 | Sawing of asphalt or cemented pavement layers for patching :
(a) Sawing asphalt to an average depth :
| (i) Not exceeding 50mm | m2 | 150
| (ii) Exceeding 50mm but not exceeding 100mm | m2 | 150
(b) Sawing cemented pavement layers to an average depth :
| (i) Not exceeding 50mm | m2 | 100
| (ii) Exceeding 50mm but not exceeding 100mm | m2 | 100
39.02 | Excavation in existing pavements for patching in :
| (a) Asphalt layers | m3 | 15
| (b) Cemented layers | m3 | 45
39.04 | Compacting the floor of excavations for patching | m2 | 300
39.05 | Cutting back the edges of existing surfacing for repairing of edge breaks | m | 2000
TOTAL CARRIED FORWARD TO SUMMARY

## B-4100
Item | Description | Unit | Quantity | Rate | Amount
B41.00 | PRIME COAT
B41.01 | Prime coat
| (f) E-prime | litre | 20000
41.03 | Extra over item 41.01 for applying the prime coat in areas accessible only to hand held equipment | litre | 5000
TOTAL CARRIED FORWARD TO SUMMARY

## B-4200
Item | Description | Unit | Quantity | Rate | Amount
B42.00 | ASPHALT BASE SURFACING
42.03 | Rolled in chippings
| (a) 14 mm nominal size | t | 1500
42.04 | Tack coat of 30% stable-grade emulsion | Litre | 355000
B42.05 | Binder variations
| (a) Penetration grade bitumen (50/70) | t | 100
| (b) A-E2 modified binder | t | 400
B42.06 | Variations in active filler content:
| (a) Cement | t | 10
| (b) Hydrated lime | t | 100
| (c) Polyamine or similar | t | 80
B42.07 | Trial Sections
| (a) 40 mm continuous surfacing | m² | 2000
B42.08 | Cores in asphalt paving
| (a) 100mm cores | No. | 400
B42.11 | Asphalt constructed for rehabilitation purposes in accordance with the provisions of Clause 4213 and as amended by Clause B4213
(a) Base constructed with new asphalt (A-E2 modified binder (base bitumen 50/70 pen grade) and 28.00 mm max aggregate size)
| (i) Continuously graded skeleton mix placed in 60 mm layers | t | 4100
(b) Surfacing or overlay constructed with new asphalt (A-E2 modified binder (base bitument 50/70 pen grade) and 14.00 mm max aggregate size)
| (i) Continuously graded skeleton mix placed 40 mm thick | t | 58000
TOTAL CARRIED FORWARD TO NEXT PAGE
Item | Description | Unit | Quantity | Rate | Amount
TOTAL BROUGHT FORWARD FROM PREVIOUS PAGE
42.2 | Backfilling of excavations for patching with
| a) Asphalt base | t | 250
B42.21 | Aggregate variations | t | 2000
B42.22 | Mix millings with bitumen emulsion and place along the slow shoulder edge to form 0,5 m wide gravel shoulder | m3 | 4000
B42.23 | Riding quality bonus/penalty at completion of construction | Prov Sum | 1 | 1500000 | 1500000
B42.24 | Extra over item B42.22 for emulsion to be added to mix | litre | 250
| TOTAL CARRIED FORWARD TO SUMMARY |  |  |  | 1500000
42.2 | Backfilling of excavations for patching with

## B-4400
Item | Description | Unit | Quantity | Rate | Amount
44 | SINGLE SEALS
44.01 | Single seals on P115 Interchange ramps
| (d) 14 mm Grade 1 aggregate and SE-1 Binder | m² | 24000
44.02 | Bituminous binder variations
| (a) SE-1 binder | litre | 30
| (k) Precoating fluid 'ColcoteS' or similar approved | litre | 900
44.03 | Aggregate variations
| (a) 14 mm aggregate | m³ | 5
44.04 | Tack coat of 30% stable-grade emulsion | litre | 13200
44.05 | Precoating the aggregate using 'ColcoteS' or similar approved
| (i) 14 mm stone | m³ | 260
TOTAL CARRIED FORWARD TO SUMMARY

## B-4800
Item | Description | Unit | Quantity | Rate | Amount
B48.00 | TREATMENT OF AN EXISTING SURFACE EXHIBITING CERTAIN DEFECTS
48.01 | Treatment with diluted bitumen emulsion (Fog Spray):
| (a) 30% bitumen emulsion cationic | litre | 265000
B48.05 | Repairing edge breaks in surfacing:
| (a) Tack coat | litre | 330
(b) Reconstructing edges using medium continuously-graded asphalt
| (i) Not exceeding 50 m² | ton | 25
| (ii) 50 - 100 m² | ton | 50
| (iii) Exceeding 100 m² | ton | 75
B48.14 | Cleaning and sealing cracks
| (a) Cleaning crack with hot compressed air and sealing using Class C-E1 modified binder crack sealant (on the N1 and interchanges) | m | 100000
| (b) Applying herbicide to cracks | m | 500
B48.15 | 200mm wide Sealmac Strip Patch | m | 15400
TOTAL CARRIED FORWARD TO SUMMARY

## B-5700
Item | Description | Unit | Quantity | Rate | Amount
B57.00 | ROAD MARKINGS
B57.02 | Retro reflective road marking paint (water based only)
(a) Permanent white lines (broken or unbroken)
| (i) 100 mm wide | km | 110
| (ii) 150 mm wide | km | 180
| (iii) 300 mm wide | km | 2
| (iv) 500 mm wide | km | 0.2
(b) Permanent yellow lines (broken or unbroken)
| (i) 150 mm wide | km | 110
| (d) Permanent white lettering and symbols | m2 | 100
| (e) Permanent yellow lettering and symbols | m2 | 100
| (f) Permanent transverse lines, painted island and arrestor bed markings any colour | m2 | 30000
B57.05 | Road studs (I-Lite) or similar SABS approved
| (a) Amber/Red (with double shanks/pins) | No | 1800
| (b) White/Red (with double shanks/pins) | No | 1800
| (c) Red/Red (without shanks/pins) | No | 300
| (d) White/White (without shanks/pins) | No | 1800
B57.06 | Setting out and premarking the lines (excluding traffic-island markings, lettering and symbols) | km | 110
TOTAL CARRIED FORWARD TO THE NEXT PAGE
Item | Description | Unit | Quantity | Rate | Amount
TOTAL BROUGHT FORWARD FROM PREVIOUS PAGE
B57.07 | Re-establishing the painted unit at the end of the defects notification period | Lump sum | 1
B57.08 | Removal of existing, temporary or permanent road paint markings by:
| (a) Sandblasting | m2 | 150
| (b) Overpainting as temporary measure | m2 | 150
| (c) Water-jetting | m2 | 150
57.09 | Removing existing road studs | No | 5000
B57.11 | Re-establishing the painting unit on instruction of the Engineer during the construction period | No | 2
TOTAL CARRIED FORWARD TO SUMMARY

## B-5800
Item | Description | Unit | Quantity | Rate | Amount
B58.00 | LANDSCAPING AND PLANTING OF PLANTS
B58.13 | Mix, place and compact the topsoil and milling mix between the gravel shoulder and the shoulder breakpoint | m3 | 7700
TOTAL CARRIED FORWARD TO SUMMARY

## B-5900
Item | Description | Unit | Quantity | Rate | Amount
B59.00 | FINISHING OF THE ROAD AND ROAD RESERVE AND TREATING OLD ROADS
59.01 | Finishing of the road and road reserve
| (a) Dual carriageway road | km | 39
| (b) Interchanges cross roads and ramps | km | 14
TOTAL CARRIED FORWARD TO SUMMARY

## B-8100
Item | Description | Unit | Quantity | Rate | Amount
B81.00 | TESTING MATERIALS AND WORKMANSHIP
B81.02 | Other special tests requested by the engineer
| (b) other tests | Prov Sum | 1 | 100000 | 100000
| TOTAL CARRIED FORWARD TO SUMMARY |  |  |  | 100000

## B-8500B
Item | Description | Unit | Quantity | Rate | Amount
B85.00B | PERFORMANCE GUARANTEE
B85.01B | Provision of product performance guarantee | Lump Sum | 1
TOTAL CARRIED FORWARD TO SUMMARY

## Summary Section B
ITEM | SECTION | AMOUNT
B-1200 | GENERAL REQUIREMENTS AND PROVISIONS | 50000
B-1500 | ACCOMMODATION OF TRAFFIC | 200000
B-1700 | CLEANING AND GRUBBING | 30000
B-3800 | BREAKING UP EXISTING PAVEMENT LAYERS
B-3900 | PATCHING AND REPAIRING EDGE BREAKS
B-4100 | PRIME COAT
B-4200 | ASPHALT BASE AND SURFACING | 1500000
B-4400 | SINGLE SEALS
B-4800 | TREATMENT OF AN EXISTING SURFACE EXHIBITING CERTAIN DEFECTS
B-5700 | ROAD MARKINGS
B-5800 | LANDSCAPING AND PLANTING PLANTS
B-5900 | FINISHING THE ROAD AND ROAD RESERVE AND TREATING OF OLD ROADS
B-8100 | TESTING MATERIAL AND WORKMANSHIP | 100000
B-8500B | PERFORMANCE GUARANTEE
| TOTAL BROUGHT FORWARD TO SUMMARY | 1880000

## C01-C2321A
Item | Description | Unit | Quantity | Rate | Amount
C01 | C2321 A N4-13 km 6.272 STERKSTROOM TRIBUTARY 2
B5100 | PITCHING, STONEWORK AND PROTECTION AGAINST EROSION
51.02 | Riprap
| (b) Dumped riprap (600mm deep, 300mm dumped rock) | m3 | 30
| (d) Synthetic-fibre filter fabric (Grade A) | m2 | 50
51.07 | Foundation trenches | m3 | 45
B61.00 | FOUNDATIONS FOR STRUCTURES
61.02 | Excavation:
(a) Excavating soft material situated within the following successive depth ranges:
| (i) 0 m up to 2 m | m³ | 700
| (b) Extra over sub item 61.02(a) for excavation in hard material irrespective of depth | m³ | 50
| (c) Extra over sub item 61.02(a) for additional excavation required by the engineer after the excavation has been completed | m³ | 50
| (d) Extra over subitem 61.02(a) for excavation by hand | m³ | 50
61.03 | Access and drainage:
| (a) Access | L/sum | 1
61.04 | Backfill to excavations utilising:
| (a) Material from the excavation | m³ | 500
| (b) Imported material | m³ | 130
TOTAL CARRIED FORWARD TO THE NEXT PAGE
Item | Description | Unit | Quantity | Rate | Amount
TOTAL BROUGHT FORWARD FROM PREVIOUS PAGE
B61.05 | Fill within a restricted area (extra over item 33.01) | m³ | 960
61.06 | Overhaul in excess of 1,0 km on excavated material and on material imported for backfill, foundation fill and fill for caissons | m³-km | 2000
61.08 | Foundation fill consisting of:
| (d) Mass concrete (Class 15/19) (where directed by the Engineer) | m³ | 30
| (e) Concrete screed (75mm thick and Class 15/19) | m³ | 15
61.14 | Foundation lining
| (a) 250 Micron polythene sheeting under apron slab | m² | 110
B61.51 | Lateral support to excavations
| (i) 0 m to 5 m depth | L/sum | 1
B62.00 | FALSEWORK, FORMWORK AND CONCRETE FINISH
62.02 | Vertical formwork to provide:
(a) Class F1 surface finish to:
| (i) Barrel | m² | 160
| (ii) Earwalls and wingwalls | m² | 35
| (iii) Head wall, cut-off wall and end thickening | m² | 15
| (iv) Apron slab (including cut-off) | m² | 35
(b) Class F2 surface finish to:
| (i) Barrel | m² | 250
| (ii) Earwalls and wingwalls | m² | 40
| (iii) Head wall, cut-off wall and end thickening | m² | 15
TOTAL CARRIED FORWARD TO THE NEXT PAGE
Item | Description | Unit | Quantity | Rate | Amount
TOTAL BROUGHT FORWARD FROM PREVIOUS PAGE
62.03 | Horizontal formwork to provide:
(b) Class F2 surface finish to:
| (i) Barrel soffit | m² | 120
B62.04 | Inclined formwork to provide:
(b) Class F2 surface finish to:
| (i) Barrel soffit | m² | 55
62.06 | Formwork to form open joints (barrel movement joints) | m² | 10
B63.00 | STEEL REINFORCEMENT FOR STRUCTURES
63.01 | Steel reinforcement for:
(a) Barrel
| (i) Mild steel bars | t | 1
| (ii) High-yield-stress-steel bars (Type C) | t | 16
(b) Earwalls and wingwalls
| (i) Mild steel bars | t | 0.1
| (ii) High-yield-stress-steel bars (Type C) | t | 3
(c) Head wall, cut-off wall and end thickening
| (i) Mild steel bars | t | 0.2
| (ii) High-yield-stress-steel bars (Type C) | t | 1
(d) Apron Slab (including cut-off)
| (i) Mild steel bars | t | 0.2
| (ii) High-yield-stress-steel bars (Type C) | t | 0.2
| (iii) Welded steel mesh fabric: No. 617 (apron slab) | kg | 1300
B63.05 | Dowels bars
| (a) Hot dipped galvanised, R20, 1250mm long, between existing structure and new structure, all inclusive | kg | 25
TOTAL CARRIED FORWARD TO THE NEXT PAGE
Item | Description | Unit | Quantity | Rate | Amount
TOTAL BROUGHT FORWARD FROM PREVIOUS PAGE
B64.00 | CONCRETE FOR STRUCTURES
B64.01 | Cast in situ concrete:
(a) Durability concrete (Class W)
| (i) Barrel (Class W30/19) | m³ | 200
| (ii) Earwalls and wingwalls (Class W30/19) | m³ | 15
| (iii) Head wall, cut-off wall and end thickening (Class W30/19) | m³ | 7
| (iv) Apron slab and cut-off (Class W30/19) | m³ | 30
B64.02 | Manufacturing precast concrete members
| (a) Precast concrete mounting block (including non metallic number plate) | No | 2
64.03 | Transporting and erecting precast concrete members
| (a) Precast concrete mounting block | No | 2
B64.06 | Demolishing existing concrete
(b) Reinforced concrete in
| (i) Existing wingwalls and apron slab | m3 | 30
B64.07 | Curing of concrete
(a) Durability concrete (Class W30/19)
| (i) Barrel, up-stands and down-stands (tenderer to specify method of curing) ………………………………………….. | m² | 800
TOTAL CARRIED FORWARD TO THE NEXT PAGE
Item | Description | Unit | Quantity | Rate | Amount
TOTAL BROUGHT FORWARD FROM PREVIOUS PAGE
| (ii) Earwalls and wingwalls (tenderer to specify method of curing) ………………………………………….. | m² | 80
| (iii) Apron Slab and cut-off (tenderer to specify method of curing) ………………………………………….. | m² | 110
B64.08 | Hot weather concreting | L/sum | 1
B66.00 | NO-FINES CONCRETE, JOINTS, BEARINGS, BOLT GROUPS FOR ELECTRIFICATION, PARAPETS AND DRAINAGE FOR STRUCTURES
B66.06 | Filled joints:
| (b) 20mm barrel movement joints | m | 15
66.18 | Numbers for structures:
| (a) Non metallic number plates | No | 1
66.19 | Drainage pipes and weepholes:
(b) Weepholes
| (i) 12mm dia. uPVC Weepholes | m | 50
66.21 | Synthetic-fibre filter fabric
| (a) Grade 2 geotextile fabric to culvert barrel wall earth faces and around Netlon drainage pipes or similar approved | m2 | 160
B66.28 | Drainage strips
| (a) 325mm wide DN3 netlon drainage strips at 1.8m centres | m | 150
TOTAL CARRIED FORWARD TO THE NEXT PAGE
Item | Description | Unit | Quantity | Rate | Amount
TOTAL BROUGHT FORWARD FROM PREVIOUS PAGE
B66.29 | Perforated drainage pipes - M65 Netlon drainage pipe wrapped in Kaymat U34 or similar approved | m | 60
B66.30 | Joint protection plates for barrel movement joints (including attachment) | m | 15
B81.00 | TESTING OF MATERIALS AND WORKMANSHIP
B81.02 | Other special tests requested by the engineer:
(a) Employer's contribution to concrete durability tests:
| (i) Tests for water sorptivity | Prov. sum | 1 | 12000 | 12000
| (ii) Tests for oxygen permeability | Prov. sum | 1 | 12000 | 12000
| (iii) Test for chloride conductivity | Prov. sum | 1 | 12000 | 12000
| (iv) Tests for concrete cover | Prov. sum | 1 | 12000 | 12000
| (b) Other tests | Prov. sum | 1 | 12000 | 12000
B81.06 | Acceptance testing | Prov. sum | 1 | 50000 | 50000
| TOTAL CARRIED FORWARD TO SUMMARY |  |  |  | 110000

## C02-C4034
Item | Description | Unit | Quantity | Rate | Amount
C02 | C 4034 N4-13 km 9.217 STERKSTROOM TRIBUTARY 1
B5100 | PITCHING, STONEWORK AND PROTECTION AGAINST EROSION
51.02 | Riprap
| (b) Dumped riprap (600mm deep, 300mm dumped rock) | m3 | 20
| (d) Synthetic-fibre filter fabric (Grade A) | m2 | 35
51.07 | Foundation trenches | m3 | 30
B61.00 | FOUNDATIONS FOR STRUCTURES
61.02 | Excavation:
(a) Excavating soft material situated within the following successive depth ranges:
| (i) 0 m up to 2 m | m³ | 560
| (b) Extra over sub item 61.02(a) for excavation in hard material irrespective of depth | m³ | 40
| (c) Extra over sub item 61.02(a) for additional excavation required by the engineer after the excavation has been completed | m³ | 40
| (d) Extra over subitem 61.02(a) for excavation by hand | m³ | 20
61.03 | Access and drainage:
| (a) Access | L/sum | 1
61.04 | Backfill to excavations utilising:
| (a) Material from the excavation | m³ | 340
| (b) Imported material | m³ | 160
TOTAL CARRIED FORWARD TO THE NEXT PAGE
Item | Description | Unit | Quantity | Rate | Amount
TOTAL BROUGHT FORWARD FROM PREVIOUS PAGE
B61.05 | Fill within a restricted area (extra over item 33.01) | m³ | 520
61.06 | Overhaul in excess of 1,0 km on excavated material and on material imported for backfill, foundation fill and fill for caissons | m³-km | 2000
61.08 | Foundation fill consisting of:
| (d) Mass concrete (Class 15/19) (where directed by the Engineer) | m³ | 12
| (e) Concrete screed (75mm thick and Class 15/19) | m³ | 6
61.14 | Foundation lining
| (a) 250 Micron polythene sheeting under apron slab | m² | 35
B61.51 | Lateral support to excavations
| (i) 0 m to 5 m depth | L/sum | 1
B62.00 | FALSEWORK, FORMWORK AND CONCRETE FINISH
62.02 | Vertical formwork to provide:
(a) Class F1 surface finish to:
| (i) Barrel | m² | 115
| (ii) Earwalls and wingwalls | m² | 25
| (iii) Head wall, cut-off wall and end thickening | m² | 7
| (iv) Apron slab (including cut-off) | m² | 20
(b) Class F2 surface finish to:
| (i) Barrel | m² | 85
| (ii) Earwalls and wingwalls | m² | 30
| (iii) Head wall, cut-off wall and end thickening | m² | 8
TOTAL CARRIED FORWARD TO THE NEXT PAGE
Item | Description | Unit | Quantity | Rate | Amount
TOTAL BROUGHT FORWARD FROM PREVIOUS PAGE
62.03 | Horizontal formwork to provide:
(b) Class F2 surface finish to:
| (i) Barrel soffit | m² | 45
B62.04 | Inclined formwork to provide:
(b) Class F2 surface finish to:
| (i) Barrel soffit | m² | 20
62.06 | Formwork to form open joints (barrel movement joints) | m² | 3
B63.00 | STEEL REINFORCEMENT FOR STRUCTURES
63.01 | Steel reinforcement for:
(a) Barrel
| (i) Mild steel bars | t | 0.15
| (ii) High-yield-stress-steel bars (Type C) | t | 6
(b) Earwalls and wingwalls
| (i) Mild steel bars | t | 0.1
| (ii) High-yield-stress-steel bars (Type C) | t | 1.8
(c) Head wall, cut-off wall and end thickening
| (i) Mild steel bars | t | 0.1
| (ii) High-yield-stress-steel bars (Type C) | t | 0.5
(d) Apron Slab (including cut-off)
| (i) Mild steel bars | t | 0.1
| (ii) High-yield-stress-steel bars (Type C) | t | 0.1
| (iii) Welded steel mesh fabric: No. 617 (apron slab) | kg | 450
B63.05 | Dowels bars
| (a) Hot dipped galvanised, R20, 1250mm long, between existing structure and new structure, all inclusive | kg | 15
TOTAL CARRIED FORWARD TO THE NEXT PAGE
Item | Description | Unit | Quantity | Rate | Amount
TOTAL BROUGHT FORWARD FROM PREVIOUS PAGE
B64.00 | CONCRETE FOR STRUCTURES
B64.01 | Cast in situ concrete:
(a) Durability concrete (Class W)
| (i) Barrel (Class W30/19) | m³ | 75
| (ii) Earwalls and wingwalls (Class W30/19) | m³ | 10
| (iii) Head wall, cut-off wall and end thickening (Class W30/19) | m³ | 3
| (iv) Apron slab and cut-off (Class W30/19) | m³ | 10
B64.02 | Manufacturing precast concrete members
| (a) Precast concrete mounting block (including non metallic number plate) | No | 2
64.03 | Transporting and erecting precast concrete members
| (a) Precast concrete mounting block | No | 2
B64.06 | Demolishing existing concrete
(b) Reinforced concrete in
| (i) Existing wingwalls and apron slab | m3 | 15
B64.07 | Curing of concrete
(a) Durability concrete (Class W30/19)
| (i) Barrel, up-stands and down-stands (tenderer to specify method of curing) ………………………………………….. | m² | 350
TOTAL CARRIED FORWARD TO THE NEXT PAGE
Item | Description | Unit | Quantity | Rate | Amount
TOTAL BROUGHT FORWARD FROM PREVIOUS PAGE
| (ii) Earwalls and wingwalls (tenderer to specify method of curing) ………………………………………….. | m² | 60
| (iii) Apron Slab and cut-off (tenderer to specify method of curing) ………………………………………….. | m² | 55
B64.08 | Hot weather concreting | L/sum | 1
B66.00 | NO-FINES CONCRETE, JOINTS, BEARINGS, BOLT GROUPS FOR ELECTRIFICATION, PARAPETS AND DRAINAGE FOR STRUCTURES
B66.06 | Filled joints:
| (b) 20mm barrel movement joints | m | 10
66.18 | Numbers for structures:
| (a) Non metallic number plates | No | 1
66.19 | Drainage pipes and weepholes:
(b) Weepholes
| (i) 12mm dia. uPVC Weepholes | m | 40
66.21 | Synthetic-fibre filter fabric
| (a) Grade 2 geotextile fabric to culvert barrel wall earth faces and around Netlon drainage pipes or similar approved | m2 | 105
B66.28 | Drainage strips
| (a) 325mm wide DN3 netlon drainage strips at 1.8m centres | m | 90
B66.29 | Perforated drainage pipes - M65 Netlon drainage pipe wrapped in Kaymat U34 or similar approved | m | 50
TOTAL CARRIED FORWARD TO THE NEXT PAGE
Item | Description | Unit | Quantity | Rate | Amount
TOTAL BROUGHT FORWARD FROM PREVIOUS PAGE
B66.30 | Joint protection plates for barrel movement joints (including attachment) | m | 10
B81.00 | TESTING OF MATERIALS AND WORKMANSHIP
B81.02 | Other special tests requested by the engineer:
(a) Employer's contribution to concrete durability tests:
| (i) Tests for water sorptivity | Prov. sum | 1 | 12000 | 12000
| (ii) Tests for oxygen permeability | Prov. sum | 1 | 12000 | 12000
| (iii) Test for chloride conductivity | Prov. sum | 1 | 12000 | 12000
| (iv) Tests for concrete cover | Prov. sum | 1 | 12000 | 12000
| (b) Other tests | Prov. sum | 1 | 12000 | 12000
B81.06 | Acceptance testing | Prov. sum | 1 | 50000 | 50000
| TOTAL CARRIED FORWARD TO SUMMARY |  |  |  | 110000

## C03-C4036
Item | Description | Unit | Quantity | Rate | Amount
C03 | C 4036 N4-13 km 14.205 RIETFONTEIN UNDERPASS 2
B61.00 | FOUNDATIONS FOR STRUCTURES
61.02 | Excavation:
(a) Excavating soft material situated within the following successive depth ranges:
| (i) 0 m up to 2 m | m³ | 130
| (b) Extra over sub item 61.02(a) for excavation in hard material irrespective of depth | m³ | 40
| (c) Extra over sub item 61.02(a) for additional excavation required by the engineer after the excavation has been completed | m³ | 10
| (d) Extra over subitem 61.02(a) for excavation by hand | m³ | 10
61.03 | Access and drainage:
| (a) Access | L/sum | 1
61.04 | Backfill to excavations utilising:
| (a) Material from the excavation | m³ | 60
| (b) Imported material | m³ | 30
B61.05 | Fill within a restricted area (extra over item 33.01) | m³ | 500
61.06 | Overhaul in excess of 1,0 km on excavated material and on material imported for backfill, foundation fill and fill for caissons | m³-km | 3000
TOTAL CARRIED FORWARD TO THE NEXT PAGE
Item | Description | Unit | Quantity | Rate | Amount
TOTAL BROUGHT FORWARD FROM PREVIOUS PAGE
61.08 | Foundation fill consisting of:
| (d) Mass concrete (Class 15/19) (where directed by the Engineer) | m³ | 10
| (e) Concrete screed (75mm thick and Class 15/19) | m³ | 5
61.14 | Foundation lining
| (a) 250 Micron polythene sheeting under apron slab | m² | 25
B61.51 | Lateral support to excavations
| (i) 0 m to 5 m depth | L/sum | 1
B62.00 | FALSEWORK, FORMWORK AND CONCRETE FINISH
62.02 | Vertical formwork to provide:
(a) Class F1 surface finish to:
| (i) Barrel | m² | 120
| (ii) Earwalls and wingwalls | m² | 30
| (iii) Head wall, cut-off wall and end thickening | m² | 5
| (iv) Apron slab (including cut-off) | m² | 15
(b) Class F2 surface finish to:
| (i) Barrel | m² | 95
| (ii) Earwalls and wingwalls | m² | 35
| (iii) Head wall, cut-off wall and end thickening | m² | 5
62.03 | Horizontal formwork to provide:
(b) Class F2 surface finish to:
| (i) Barrel soffit | m² | 50
B62.04 | Inclined formwork to provide:
(b) Class F2 surface finish to:
| (i) Barrel soffit | m² | 20
TOTAL CARRIED FORWARD TO THE NEXT PAGE
Item | Description | Unit | Quantity | Rate | Amount
TOTAL BROUGHT FORWARD FROM PREVIOUS PAGE
62.06 | Formwork to form open joints (barrel movement joints) | m² | 5
B63.00 | STEEL REINFORCEMENT FOR STRUCTURES
63.01 | Steel reinforcement for:
(a) Barrel
| (i) Mild steel bars | t | 0.2
| (ii) High-yield-stress-steel bars (Type C) | t | 6.5
(b) Earwalls and wingwalls
| (i) Mild steel bars | t | 0.1
| (ii) High-yield-stress-steel bars (Type C) | t | 1.5
(c) Head wall, cut-off wall and end thickening
| (i) Mild steel bars | t | 0.1
| (ii) High-yield-stress-steel bars (Type C) | t | 0.5
(d) Apron Slab (including cut-off)
| (i) Mild steel bars | t | 0.1
| (ii) High-yield-stress-steel bars (Type C) | t | 0.1
| (iii) Welded steel mesh fabric: No. 617 (apron slab) | kg | 350
B63.05 | Dowels bars
| (a) Hot dipped galvanised, R20, 1250mm long, between existing structure and new structure, all inclusive | kg | 20
B64.00 | CONCRETE FOR STRUCTURES
B64.01 | Cast in situ concrete:
(a) Durability concrete (Class W)
| (i) Barrel (Class W30/19) | m³ | 70
| (ii) Earwalls and wingwalls (Class W30/19) | m³ | 10
TOTAL CARRIED FORWARD TO THE NEXT PAGE
Item | Description | Unit | Quantity | Rate | Amount
TOTAL BROUGHT FORWARD FROM PREVIOUS PAGE
| (iii) Head wall, cut-off wall and end thickening (Class W30/19) | m³ | 3
| (iv) Apron slab and cut-off (Class W30/19) | m³ | 7
B64.02 | Manufacturing precast concrete members
| (a) Precast concrete mounting block (including non metallic number plate) | No | 2
64.03 | Transporting and erecting precast concrete members
| (a) Precast concrete mounting block | No | 2
B64.06 | Demolishing existing concrete
(b) Reinforced concrete in
| (i) Existing wingwalls and apron slab | m3 | 20
B64.07 | Curing of concrete
(a) Durability concrete (Class W30/19)
| (i) Barrel, up-stands and down-stands (tenderer to specify method of curing) ………………………………………….. | m² | 370
| (ii) Earwalls and wingwalls (tenderer to specify method of curing) ………………………………………….. | m² | 90
| (iii) Apron Slab and cut-off (tenderer to specify method of curing) ………………………………………….. | m² | 40
B64.08 | Hot weather concreting | L/sum | 1
TOTAL CARRIED FORWARD TO THE NEXT PAGE
Item | Description | Unit | Quantity | Rate | Amount
TOTAL BROUGHT FORWARD FROM PREVIOUS PAGE
B66.00 | NO-FINES CONCRETE, JOINTS, BEARINGS, BOLT GROUPS FOR ELECTRIFICATION, PARAPETS AND DRAINAGE FOR STRUCTURES
B66.06 | Filled joints:
| (b) 20mm barrel movement joints | m | 10
66.18 | Numbers for structures:
| (a) Non metallic number plates | No | 1
66.19 | Drainage pipes and weepholes:
(b) Weepholes
| (i) 12mm dia. uPVC Weepholes | m | 35
66.21 | Synthetic-fibre filter fabric
| (a) Grade 2 geotextile fabric to culvert barrel wall earth faces and around Netlon drainage pipes or similar approved | m2 | 110
B66.28 | Drainage strips
| (a) 325mm wide DN3 netlon drainage strips at 1.8m centres | m | 90
B66.29 | Perforated drainage pipes - M65 Netlon drainage pipe wrapped in Kaymat U34 or similar approved | m | 45
B66.30 | Joint protection plates for barrel movement joints (including attachment) | m | 10
TOTAL CARRIED FORWARD TO THE NEXT PAGE
Item | Description | Unit | Quantity | Rate | Amount
TOTAL BROUGHT FORWARD FROM PREVIOUS PAGE
B81.00 | TESTING OF MATERIALS AND WORKMANSHIP
B81.02 | Other special tests requested by the engineer:
(a) Employer's contribution to concrete durability tests:
| (i) Tests for water sorptivity | Prov. sum | 1 | 12000 | 12000
| (ii) Tests for oxygen permeability | Prov. sum | 1 | 12000 | 12000
| (iii) Test for chloride conductivity | Prov. sum | 1 | 12000 | 12000
| (iv) Tests for concrete cover | Prov. sum | 1 | 12000 | 12000
| (b) Other tests | Prov. sum | 1 | 12000 | 12000
B81.06 | Acceptance testing | Prov. sum | 1 | 50000 | 50000
| TOTAL CARRIED FORWARD TO SUMMARY |  |  |  | 110000

## C04-C4033
Item | Description | Unit | Quantity | Rate | Amount
C04 | C 4033 N4-13 km 16.027 RIETFONTEIN UNDERPASS 1
6100 | FOUNDATIONS FOR STRUCTURES
61.02 | Excavation:
(a) Excavating soft material situated within the following successive depth ranges:
| (i) 0 m up to 2 m | m³ | 120
| (b) Extra over sub item 61.02(a) for excavation in hard material irrespective of depth | m³ | 20
| (c) Extra over sub item 61.02(a) for additional excavation required by the engineer after the excavation has been completed | m³ | 10
| (d) Extra over subitem 61.02(a) for excavation by hand | m³ | 10
61.03 | Access and drainage:
| (a) Access | L/sum | 1
61.04 | Backfill to excavations utilising:
| (a) Material from the excavation | m³ | 50
| (b) Imported material | m³ | 50
B61.05 | Fill within a restricted area (extra over item 33.01) | m³ | 650
61.06 | Overhaul in excess of 1,0 km on excavated material and on material imported for backfill, foundation fill and fill for caissons | m³-km | 500
61.08 | Foundation fill consisting of:
| (d) Mass concrete (Class 15/19) (where directed by the Engineer) | m³ | 10
TOTAL CARRIED FORWARD TO THE NEXT PAGE
Item | Description | Unit | Quantity | Rate | Amount
TOTAL BROUGHT FORWARD FROM PREVIOUS PAGE
| (e) Concrete screed (75mm thick and Class 15/19) | m³ | 5
61.14 | Foundation lining
| (a) 250 Micron polythene sheeting under apron slab | m² | 25
B61.51 | Lateral support to excavations
| (i) 0 m to 5 m depth | L/sum | 1
B62.00 | FALSEWORK, FORMWORK AND CONCRETE FINISH
62.02 | Vertical formwork to provide:
(a) Class F1 surface finish to:
| (i) Barrel | m² | 110
| (ii) Earwalls | m² | 30
| (iii) Head wall, cut-off wall and end thickening | m² | 5
| (iv) Apron slab (including cut-off) | m² | 15
(b) Class F2 surface finish to:
| (i) Barrel | m² | 90
| (ii) Earwalls | m² | 35
| (iii) Head wall, cut-off wall and end thickening | m² | 5
62.03 | Horizontal formwork to provide:
(b) Class F2 surface finish to:
| (i) Barrel soffit | m² | 50
B62.04 | Inclined formwork to provide:
(b) Class F2 surface finish to:
| (i) Barrel soffit | m² | 20
62.06 | Formwork to form open joints (barrel movement joints) | m² | 5
TOTAL CARRIED FORWARD TO THE NEXT PAGE
Item | Description | Unit | Quantity | Rate | Amount
TOTAL BROUGHT FORWARD FROM PREVIOUS PAGE
B63.00 | STEEL REINFORCEMENT FOR STRUCTURES
63.01 | Steel reinforcement for:
(a) Barrel
| (i) Mild steel bars | t | 0.2
| (ii) High-yield-stress-steel bars (Type C) | t | 6
(b) Earwalls
| (i) Mild steel bars | t | 0.1
| (ii) High-yield-stress-steel bars (Type C) | t | 1.5
(c) Head wall, cut-off wall and end thickening
| (i) Mild steel bars | t | 0.1
| (ii) High-yield-stress-steel bars (Type C) | t | 0.5
(d) Apron Slab (including cut-off)
| (i) Mild steel bars | t | 0.1
| (ii) High-yield-stress-steel bars (Type C) | t | 0.1
| (iii) Welded steel mesh fabric: No. 617 (apron slab) | kg | 300
B63.05 | Dowels bars
| (a) Hot dipped galvanised, R20, 1250mm long, between existing structure and new structure, all inclusive | kg | 15
B64.00 | CONCRETE FOR STRUCTURES
B64.01 | Cast in situ concrete:
(a) Durability concrete (Class W)
| (i) Barrel (Class W30/19) | m³ | 65
| (ii) Earwalls (Class W30/19) | m³ | 10
| (iii) Head wall, cut-off wall and end thickening (Class W30/19) | m³ | 3
| (iv) Apron slab and cut-off (Class W30/19) | m³ | 7
TOTAL CARRIED FORWARD TO THE NEXT PAGE
Item | Description | Unit | Quantity | Rate | Amount
TOTAL BROUGHT FORWARD FROM PREVIOUS PAGE
B64.02 | Manufacturing precast concrete members
| (a) Precast concrete mounting block (including non metallic number plate) | No | 2
64.03 | Transporting and erecting precast concrete members
| (a) Precast concrete mounting block | No | 2
B64.06 | Demolishing existing concrete
(b) Reinforced concrete in
| (i) Existing wingwalls and apron slab | m3 | 20
B64.07 | Curing of concrete
(a) Durability concrete (Class W30/19)
| (i) Barrel, up-stands and down-stands (tenderer to specify method of curing) ………………………………………….. | m² | 360
| (ii) Earwalls (tenderer to specify method of curing) ………………………………………….. | m² | 90
| (iii) Apron Slab and cut-off (tenderer to specify method of curing) ………………………………………….. | m² | 40
B64.08 | Hot weather concreting | L/sum | 1
B66.00 | NO-FINES CONCRETE, JOINTS, BEARINGS, BOLT GROUPS FOR ELECTRIFICATION, PARAPETS AND DRAINAGE FOR STRUCTURES
B66.06 | Filled joints:
| (b) 20mm barrel movement joints | m | 10
TOTAL CARRIED FORWARD TO THE NEXT PAGE
Item | Description | Unit | Quantity | Rate | Amount
TOTAL BROUGHT FORWARD FROM PREVIOUS PAGE
66.18 | Numbers for structures:
| (a) Non metallic number plates | No | 1
66.19 | Drainage pipes and weepholes:
(b) Weepholes
| (i) 12mm dia. uPVC Weepholes | m | 35
66.21 | Synthetic-fibre filter fabric
| (a) Grade 2 geotextile fabric to culvert barrel wall earth faces and around Netlon drainage pipes or similar approved | m2 | 110
B66.28 | Drainage strips
| (a) 325mm wide DN3 netlon drainage strips at 1.8m centres | m | 90
B66.29 | Perforated drainage pipes - M65 Netlon drainage pipe wrapped in Kaymat U34 or similar approved | m | 45
B66.30 | Joint protection plates for barrel movement joints (including attachment) | m | 10
B81.00 | TESTING OF MATERIALS AND WORKMANSHIP
B81.02 | Other special tests requested by the engineer:
(a) Employer's contribution to concrete durability tests:
| (i) Tests for water sorptivity | Prov. sum | 1 | 12000 | 12000
| (ii) Tests for oxygen permeability | Prov. sum | 1 | 12000 | 12000
| TOTAL CARRIED FORWARD TO THE NEXT PAGE |  |  |  | 24000
Item | Description | Unit | Quantity | Rate | Amount
| TOTAL BROUGHT FORWARD FROM PREVIOUS PAGE |  |  |  | 24000
| (iii) Test for chloride conductivity | Prov. sum | 1 | 12000 | 12000
| (iv) Tests for concrete cover | Prov. sum | 1 | 12000 | 12000
| (b) Other tests | Prov. sum | 1 | 12000 | 12000
B81.06 | Acceptance testing | Prov. sum | 1 | 50000 | 50000
| TOTAL CARRIED FORWARD TO SUMMARY |  |  |  | 110000

## C05-B1684
Item | Description | Unit | Quantity | Rate | Amount
C05 | B1684 N4-13 km 20.863 SANDSPRUIT RIVER BRIDGE
B5100 | PITCHING, STONEWORK AND PROTECTION AGAINST EROSION
51.02 | Riprap
| (b) Dumped riprap (600mm deep, 300mm dumped rock) | m3 | 100
| (d) Synthetic-fibre filter fabric (Grade A) | m2 | 180
51.07 | Foundation trenches | m3 | 135
B61.00 | FOUNDATIONS FOR STRUCTURES
61.02 | Excavation:
(a) Excavating soft material situated within the following successive depth ranges:
| (i) 0 m up to 2 m | m³ | 2700
| (ii) Exceeding 2 m and up to 4 m | m³ | 2100
| (iii) Exceeding 4 m and up to 6 m | m³ | 530
| (b) Extra over sub item 61.02(a) for excavation in hard material irrespective of depth | m³ | 500
| (c) Extra over sub item 61.02(a) for additional excavation required by the engineer after the excavation has been completed | m³ | 200
| (d) Extra over subitem 61.02(a) for excavation by hand | m³ | 200
61.03 | Access and drainage:
| (a) Access | L/sum | 1
61.04 | Backfill to excavations utilising:
| (a) Material from the excavation | m³ | 400
| (b) Imported material | m³ | 1000
TOTAL CARRIED FORWARD TO THE NEXT PAGE
Item | Description | Unit | Quantity | Rate | Amount
TOTAL BROUGHT FORWARD FROM PREVIOUS PAGE
B61.05 | Fill within a restricted area (extra over item 33.01) | m³ | 1650
61.06 | Overhaul in excess of 1,0 km on excavated material and on material imported for backfill, foundation fill and fill for caissons | m³-km | 42500
61.08 | Foundation fill consisting of:
| (c) Compacted granular material | m³ | 3250
| (d) Mass concrete (Class 15/19) (where directed by the Engineer) | m³ | 150
| (e) Concrete screed (75mm thick and Class 15/19) | m³ | 65
61.14 | Foundation lining
| (a) 250 Micron polythene sheeting under apron slab | m² | 200
B61.51 | Lateral support to excavations
| (i) 0 m to 5 m depth | L/sum | 1
B62.00 | FALSEWORK, FORMWORK AND CONCRETE FINISH
62.02 | Vertical formwork to provide:
(a) Class F1 surface finish to:
| (i) Barrel | m² | 160
| (ii) Earwalls and wingwalls | m² | 35
| (iii) Parapet, cut-off and end thickening | m² | 90
| (iv) Apron slab (including cut-off) | m² | 80
(b) Class F2 surface finish to:
| (i) Barrel | m² | 530
| (ii) Earwalls and wingwalls | m² | 30
| (iii) Parapet, cut-off and end thickening | m² | 35
TOTAL CARRIED FORWARD TO THE NEXT PAGE
Item | Description | Unit | Quantity | Rate | Amount
TOTAL BROUGHT FORWARD FROM PREVIOUS PAGE
62.03 | Horizontal formwork to provide:
(b) Class F2 surface finish to:
| (i) Barrel soffit | m² | 540
| (i) Barrel infill slab | m² | 40
B62.04 | Inclined formwork to provide:
(b) Class F2 surface finish to:
| (i) Barrel soffit | m² | 280
| (ii) Infill corbel | m² | 3
62.06 | Formwork to form open joints (barrel movement joints) | m² | 30
B63.00 | STEEL REINFORCEMENT FOR STRUCTURES
63.01 | Steel reinforcement for:
(a) Barrel
| (i) Mild steel bars | t | 1.5
| (ii) High-yield-stress-steel bars (Type C) | t | 114
(b) Earwalls and wingwalls
| (i) Mild steel bars | t | 0.1
| (ii) High-yield-stress-steel bars (Type C) | t | 1.8
(c) Parapet, cut-off and end thickening
| (i) Mild steel bars | t | 1.3
| (ii) High-yield-stress-steel bars (Type C) | t | 3.4
(d) Apron Slab (including cut-off)
| (i) Mild steel bars | t | 0.5
| (ii) High-yield-stress-steel bars (Type C) | t | 0.5
| (iii) Welded steel mesh fabric: No. 617 (apron slab) | kg | 2500
TOTAL CARRIED FORWARD TO THE NEXT PAGE
Item | Description | Unit | Quantity | Rate | Amount
TOTAL BROUGHT FORWARD FROM PREVIOUS PAGE
B63.05 | Dowels bars
| (a) Hot dipped galvanised, R20, 1250mm long, between existing structure and new structure, all inclusive as per drawings | kg | 90
B64.00 | CONCRETE FOR STRUCTURES
B64.01 | Cast in situ concrete:
(a) Durability concrete (Class W)
| (i) Barrel and infill slab (Class W30/19) | m³ | 560
| (ii) Earwalls and wingwalls (Class W30/19) | m³ | 10
| (iii) Head wall, cut-off wall and end thickening (Class W30/19) | m³ | 25
| (iv) Apron slab and cut-off (Class W30/19) | m³ | 50
B64.02 | Manufacturing precast concrete members
| (a) Precast concrete mounting block | No | 2
64.03 | Transporting and erecting precast concrete members
| (a) Precast concrete mounting block | No | 2
B64.06 | Demolishing existing concrete
(b) Reinforced concrete in
| (i) Existing wingwalls and apron slab | m3 | 12
B64.07 | Curing of concrete
(a) Durability concrete (Class W30/19)
TOTAL CARRIED FORWARD TO THE NEXT PAGE
Item | Description | Unit | Quantity | Rate | Amount
TOTAL BROUGHT FORWARD FROM PREVIOUS PAGE
| (i) Barrel, up-stands and down-stands (tenderer to specify method of curing) ………………………………………….. | m² | 2150
| (ii) Wingwalls (tenderer to specify method of curing) ………………………………………….. | m² | 65
| (iii) Apron Slab and cut-off (tenderer to specify method of curing) ………………………………………….. | m² | 270
B64.08 | Hot weather concreting | lump sum | 1
B66.00 | NO-FINES CONCRETE, JOINTS, BEARINGS, BOLT GROUPS FOR ELECTRIFICATION, PARAPETS AND DRAINAGE FOR STRUCTURES
B66.06 | Filled joints:
| (b) 20mm barrel movement joints | m | 40
66.13 | Bearing strips:
| (a) 2 layers of 3 ply malthoid at infill slab | m² | 16
66.18 | Numbers for structures:
| (a) Non metallic number plates | No | 1
66.19 | Drainage pipes and weepholes:
(b) Weepholes
| (i) 12mm dia. uPVC Weepholes | m | 35
66.21 | Synthetic-fibre filter fabric
| (a) Grade 2 geotextile fabric to culvert barrel wall earth faces and around Netlon drainage pipes or similar approved | m2 | 200
TOTAL CARRIED FORWARD TO THE NEXT PAGE
Item | Description | Unit | Quantity | Rate | Amount
TOTAL BROUGHT FORWARD FROM PREVIOUS PAGE
B66.28 | Drainage strips
| (a) 325mm wide DN3 netlon drainage strips at 1.8m centres | m | 160
B66.29 | Perforated drainage pipes - M65 Netlon drainage pipe wrapped in Kaymat U34 or similar approved | m | 65
B66.30 | Joint protection plates for barrel movement joints (including attachment) - 300mm x 1.6mm galvanised steel cover plate | m | 40
B81.00 | TESTING OF MATERIALS AND WORKMANSHIP
B81.02 | Other special tests requested by the engineer:
(a) Employer's contribution to concrete durability tests:
| (i) Tests for water sorptivity | Prov Sum | 1 | 12000 | 12000
| (ii) Tests for oxygen permeability | Prov Sum | 1 | 12000 | 12000
| (iii) Test for chloride conductivity | Prov Sum | 1 | 12000 | 12000
| (iv) Tests for concrete cover | Prov Sum | 1 | 12000 | 12000
| (b) Other tests | Prov Sum | 1 | 12000 | 12000
B81.06 | Acceptance testing | Lump sum | 1 | 50000 | 50000
| TOTAL CARRIED FORWARD TO SUMMARY |  |  |  | 110000

## C06-B1640B
Item | Description | Unit | Quantity | Rate | Amount
C06 | B1640B Hex River N4-13 km 21.767
47 | SURFACING OF BRIDGE DECKS
Surfacing on bridge deck
| (i) 20 mm scratch and 40 mm thickness asphalt (Inclusive of tack coat) | t | 140
B61.00 | FOUNDATIONS FOR STRUCTURES
61.02 | Excavation:
(a) Excavating soft material situated within the following successive depth ranges:
| (i) 0 m up to 2 m | m3 | 1900
| (ii) Exceeding 2 m and up to 4 m | m3 | 1400
| (iii) Exceeding 4 m and up to 6 m | m3 | 650
| (b) Extra over sub item 61.02(a) for excavation in hard material irrespective of depth | m3 | 500
| (c) Extra over sub item 61.02(a) for additional excavation required by the engineer after the excavation has been completed | m3 | 350
| (d) Extra over subitem 61.02(a) for excavation by hand | m3 | 250
61.03 | Access and drainage:
| (a) Access | L/sum | 1
61.04 | Backfill to excavations utilising:
| (a) Material from the excavation | m3 | 3400
| (b) Imported Material | m3 | 1400
B61.05 | Fill within a restricted area (extra over item 33.01) | m3 | 2400
TOTAL CARRIED FORWARD TO THE NEXT PAGE
Item | Description | Unit | Quantity | Rate | Amount
TOTAL BROUGHT FORWARD FROM PREVIOUS PAGE
61.06 | Overhaul in excess of 1,0 km on excavated material and on material imported for backfill, foundation fill and fill for caissons | m3-km | 10000
61.07 | Overbreak in excavation in hard material | m2 | 100
61.08 | Foundation fill consisting of:
| (d) Mass concrete (Class 15/19 MPa) | m3 | 100
| (e) Concrete screed Class 15/19 75mm thick | m3 | 40
61.09 | Establishment on site for drilling of holes
| (a) Percussion drilled 50mm dia, 4m deep. Holes to be drilled at each founding position | L/sum | 1
61.1 | Moving to and setting up the equipment at each hole to be drilled | No | 450
61.11 | Drilling of holes
| (a) Percussion drilled 50mm dia, 4m deep. | No | 450
61.12 | Grouting
| (a) Neat Cement and approved expanding agent. | kg | 6000
61.13 | Dowel bars
| (a) Y25 Hot dipped galvanized | kg | 9000
61.14 | Foundation lining
| (i) 250 Micron polythene sheeting under approach slab | m2 | 165
TOTAL CARRIED FORWARD TO THE NEXT PAGE
Item | Description | Unit | Quantity | Rate | Amount
TOTAL BROUGHT FORWARD FROM PREVIOUS PAGE
B61.51 | Lateral support to excavations or to retain road fill
(a) Abutments
| (i) 0 to 5 m depth | L/sum | 1
| (ii) 5 to 10 m depth | L/sum | 1
(b) Piers
| (i) 0 to 5 m depth | L/sum | 1
| (ii) 5 to 10 m depth | L/sum | 1
B62.00 | FALSEWORK, FORMWORK AND CONCRETE FINISH
62.02 | Vertical formwork to provide:
(a) Class F1 surface finish to:
| (i) Abutments and wingwalls | m² | 700
| (ii) Piers | m² | 200
| (iii) Foundations | m² | 250
| (iv) Approach slab | m² | 18
(b) Class F2 surface finish to:
| (i) Abutments and wingwalls | m² | 700
| (ii) Deck | m² | 100
| (iii) Piers | m² | 510
62.03 | Horizontal formwork to provide:
(b) Class F2 surface finish to:
| (i) Deck | m² | 1050
B62.04 | Inclined formwork to provide:
(a) Class F1 surface finish to:
| (i) Abutments and wingwalls | m² | 18
(b) Class F2 surface finish to:
| (i) Abutment / Deck interface | m² | 18
| (ii) Deck | m² | 60
TOTAL CARRIED FORWARD TO THE NEXT PAGE
Item | Description | Unit | Quantity | Rate | Amount
TOTAL BROUGHT FORWARD FROM PREVIOUS PAGE
62.06 | Formwork to form open joints
| (i) Approach slab / Deck joint | m² | 12
| (ii) Wingwall / Abutment joint | m² | 18
B63.00 | STEEL REINFORCEMENT FOR STRUCTURES
63.01 | Steel reinforcement for:
(a) Deck
| (i) Mild steel bars | t | 0.2
| (ii) High yield stress steel bars (Type C) | t | 110
(b) Abutments and wingwalls (inclusive of foundations)
| (i) Mild steel bars | t | 2
| (ii) High yield stress steel bars (Type C) | t | 144
(c) Piers (inclusive of foundations)
| (i) Mild steel bars | t | 0.3
| (ii) High yield stress steel bars (Type C) | t | 33
(d) Approach Slab
| (i) Mild steel bars | t | 0.2
| (ii) High yield stress steel bars (Type C) | t | 5
B63.04 | Extra-over item 63.01 for galvanising of reinforcement
(a) Parapet (inclusive of end blocks):
| (i) Mild steel bars | t | 1
| (ii) High-yield-stress-steel bars (type C) | t | 7
(b) Tie bars between approach slab and deck (inclusive of denso tape wrapping)
| (i) Mild steel bars | t | 0.2
TOTAL CARRIED FORWARD TO THE NEXT PAGE
Item | Description | Unit | Quantity | Rate | Amount
TOTAL BROUGHT FORWARD FROM PREVIOUS PAGE
B64.00 | CONCRETE FOR STRUCTURES
B64.01 | Cast in situ concrete:
(a) Durability concrete (Class W)
| (i) Abutments and wingwalls (Class W30/19 MPa) | m3 | 560
| (ii) Piers (Class W30/19 MPa) | m3 | 310
| (iii) Deck (Class W40/19 MPa) | m3 | 740
(b) Normal concrete
| (i) Foundations (Class 30 MPa/19) | m3 | 630
| (ii) Approach Slab (Class 30 MPa/19) | m3 | 45
B64.06 | Demolishing existing concrete
(a) Reinforced concrete in existing structure
| (i) Existing wingwall | m3 | 120
B64.07 | Curing of concrete
(a) Durability concrete (class W30/19)
| (i) Piers (tenderer to specify method of curing, to the approval of the engineer: ………………………………………….. | m2 | 750
| (ii) Abutments and wingwalls (tenderer to specify method of curing):……………………… | m2 | 1500
| (iii) Approach slab (tenderer to specify method of curing, to the approval of the engineer: ………………………………………….. | m2 | 150
TOTAL CARRIED FORWARD TO THE NEXT PAGE
Item | Description | Unit | Quantity | Rate | Amount
TOTAL BROUGHT FORWARD FROM PREVIOUS PAGE
(b) Durability concrete (class W40/19)
| (i) Deck slab (tenderer to specify method of curing, to the approval of the engineer: ………………………………………….. | m2 | 2200
B64.08 | Hot weather concreting | lump sum | 1
B66.00 | NO-FINES CONCRETE, JOINTS, BEARINGS, BOLT GROUPS FOR ELECTRIFICATION, PARAPETS AND DRAINAGE FOR STRUCTURES
B66.05 | Expansion joints:
| (a) Agrément certified buried joint or similar approved in deck over abutments | m | 38
66.13 | Bearing strips:
| (a) Plastic sheeting at approach slab | m² | 16
| (b) 3 ply malthoid to approach slab | m² | 16
| (c) 3mm tempered hardboard at approach slab | m² | 16
B66.15 | Concrete parapet (Class W40 MPa/19) | m | 115
66.17 | End Blocks (Class W40 MPa/19) | No | 4
66.18 | Numbers for structures
| (a) Non metallic number plates | No | 2
66.19 | Drainage pipes and weepholes:
(a) Drainage pipes:
| (i)100mm dia. uPVC Scupper pipes | m | 60
(b) Weep holes
| (i) 50mm dia. uPVC Weepholes | m | 215
TOTAL CARRIED FORWARD TO THE NEXT PAGE
Item | Description | Unit | Quantity | Rate | Amount
TOTAL BROUGHT FORWARD FROM PREVIOUS PAGE
66.21 | Synthetic-fibre filter fabric
| (a) Kaymat U34 geotextile fabric to cover abutment and wing walls earth faces and around netlon drainage pipes | m² | 700
B66.27 | Concrete pedestrian railings
| (a) Precast posts and handrail (Class W40/13), as shown on the drawings | m | 14
B66.28 | Drainage strips
| (a) 200mm wide DN3 netlon drainage strips at 2.5m centres | m | 570
B66.29 | Perforated drainage pipes - M65 Netlon drainage pipe or similar wrapped in Grade 2 geotextile (as specified in 2104 (a)) | m | 85
B81.00 | TESTING OF MATERIALS AND WORKMANSHIP
B81.02 | Other specialist tests requested by the Engineer
(a) Employer's contribution to concrete durability test
| (i) Tests for water sorptivity | Prov sum | 1 | 12000 | 12000
| (ii) Tests for oxygen permeability | Prov sum | 1 | 12000 | 12000
| (iii) Test for chloride conductivity | Prov sum | 1 | 12000 | 12000
| (iv) Tests for concrete cover | Prov sum | 1 | 12000 | 12000
| (b) Other tests | Prov sum | 1 | 12000 | 12000
B81.06 | Acceptance testing | Prov sum | 1 | 50000 | 50000
| TOTAL CARRIED FORWARD TO SUMMARY |  |  |  | 110000

## C07-C4027
Item | Description | Unit | Quantity | Rate | Amount
C07 | C4027 N4-13 km 27.707 WATERKLOOF UNDERPASS
B61.00 | FOUNDATIONS FOR STRUCTURES
61.02 | Excavation:
(a) Excavating soft material situated within the following successive depth ranges:
| (i) 0 m up to 2 m | m³ | 500
| (b) Extra over sub item 61.02(a) for excavation in hard material irrespective of depth | m³ | 50
| (c) Extra over sub item 61.02(a) for additional excavation required by the engineer after the excavation has been completed | m³ | 20
| (d) Extra over subitem 61.02(a) for excavation by hand | m³ | 20
61.03 | Access and drainage:
| (a) Access | L/sum | 1
61.04 | Backfill to excavations utilising:
| (a) Material from the excavation | m³ | 120
| (b) Imported material | m³ | 20
B61.05 | Fill within a restricted area (extra over item 33.01) | m³ | 1000
61.06 | Overhaul in excess of 1,0 km on excavated material and on material imported for backfill, foundation fill and fill for caissons | m³-km | 1000
61.08 | Foundation fill consisting of:
| (d) Mass concrete (Class 15/19) (where directed by the Engineer) | m³ | 20
| (e) Concrete screed (75mm thick and Class 15/19) | m³ | 8
TOTAL CARRIED FORWARD TO THE NEXT PAGE
Item | Description | Unit | Quantity | Rate | Amount
TOTAL BROUGHT FORWARD FROM PREVIOUS PAGE
61.14 | Foundation lining
| (a) 250 Micron polythene sheeting under apron slab | m² | 80
B61.51 | Lateral support to excavations
| (i) 0 m to 5 m depth | L/sum | 1
B62.00 | FALSEWORK, FORMWORK AND CONCRETE FINISH
62.02 | Vertical formwork to provide:
(a) Class F1 surface finish to:
| (i) Barrel | m² | 210
| (ii) Earwalls and wingwalls | m² | 70
| (iii) Head wall, cut-off wall and end thickening | m² | 15
| (iv) Apron slab (including cut-off) | m² | 25
(b) Class F2 surface finish to:
| (i) Barrel | m² | 180
| (ii) Earwalls and wingwalls | m² | 75
| (iii) Head wall, cut-off wall and end thickening | m² | 15
62.03 | Horizontal formwork to provide:
(b) Class F2 surface finish to:
| (i) Barrel soffit | m² | 80
B62.04 | Inclined formwork to provide:
(b) Class F2 surface finish to:
| (i) Barrel soffit | m² | 70
62.06 | Formwork to form open joints (barrel movement joints) | m² | 10
TOTAL CARRIED FORWARD TO THE NEXT PAGE
Item | Description | Unit | Quantity | Rate | Amount
TOTAL BROUGHT FORWARD FROM PREVIOUS PAGE
B63.00 | STEEL REINFORCEMENT FOR STRUCTURES
63.01 | Steel reinforcement for:
(a) Barrel
| (i) Mild steel bars | t | 0.6
| (ii) High-yield-stress-steel bars (Type C) | t | 16.5
(b) Earwalls and wingwalls
| (i) Mild steel bars | t | 0.1
| (ii) High-yield-stress-steel bars (Type C) | t | 5
(c) Head wall, cut-off wall and end thickening
| (i) Mild steel bars | t | 0.2
| (ii) High-yield-stress-steel bars (Type C) | t | 1.5
(d) Apron Slab (including cut-off)
| (i) Mild steel bars | t | 0.2
| (ii) High-yield-stress-steel bars (Type C) | t | 0.1
| (iii) Welded steel mesh fabric: No. 617 (apron slab) | kg | 1000
B63.05 | Dowels bars
| (a) Hot dipped galvanised, R20, 1250mm long, between existing structure and new structure, all inclusive | kg | 15
B64.00 | CONCRETE FOR STRUCTURES
B64.01 | Cast in situ concrete:
(a) Durability concrete (Class W)
| (i) Barrel (Class W30/19) | m³ | 200
| (ii) Earwalls and wingwalls (Class W30/19) | m³ | 25
TOTAL CARRIED FORWARD TO THE NEXT PAGE
Item | Description | Unit | Quantity | Rate | Amount
TOTAL BROUGHT FORWARD FROM PREVIOUS PAGE
| (iii) Head wall, cut-off wall and end thickening (Class W30/19) | m³ | 8
| (iv) Apron slab and cut-off (Class W30/19) | m³ | 20
B64.02 | Manufacturing precast concrete members
| (a) Precast concrete mounting block (including non metallic number plate) | No | 2
64.03 | Transporting and erecting precast concrete members
| (a) Precast concrete mounting block | No | 2
B64.06 | Demolishing existing concrete
(b) Reinforced concrete in
| (i) Existing wingwalls and apron slab | m3 | 30
B64.07 | Curing of concrete
(a) Durability concrete (Class W30/19)
| (i) Barrel, up-stands and down-stands (tenderer to specify method of curing) ………………………………………….. | m² | 650
| (ii) Earwalls and wingwalls (tenderer to specify method of curing) ………………………………………….. | m² | 150
| (iii) Apron Slab and cut-off (tenderer to specify method of curing) ………………………………………….. | m² | 100
B64.08 | Hot weather concreting | L/sum | 1
TOTAL CARRIED FORWARD TO THE NEXT PAGE
Item | Description | Unit | Quantity | Rate | Amount
TOTAL BROUGHT FORWARD FROM PREVIOUS PAGE
B66.00 | NO-FINES CONCRETE, JOINTS, BEARINGS, BOLT GROUPS FOR ELECTRIFICATION, PARAPETS AND DRAINAGE FOR STRUCTURES
B66.06 | Filled joints:
| (b) 20mm barrel movement joints | m | 18
66.18 | Numbers for structures:
| (a) Non metallic number plates | No | 1
66.19 | Drainage pipes and weepholes:
(b) Weepholes
| (i) 12mm dia. uPVC Weepholes | m | 60
66.21 | Synthetic-fibre filter fabric
| (a) Grade 2 geotextile fabric to culvert barrel wall earth faces and around Netlon drainage pipes or similar approved | m2 | 250
B66.28 | Drainage strips
| (a) 325mm wide DN3 netlon drainage strips at 1.8m centres | m | 200
B66.29 | Perforated drainage pipes - M65 Netlon drainage pipe wrapped in Kaymat U34 or similar approved | m | 55
B66.30 | Joint protection plates for barrel movement joints (including attachment) | m | 18
TOTAL CARRIED FORWARD TO THE NEXT PAGE
Item | Description | Unit | Quantity | Rate | Amount
TOTAL BROUGHT FORWARD FROM PREVIOUS PAGE
B81.00 | TESTING OF MATERIALS AND WORKMANSHIP
B81.02 | Other special tests requested by the engineer:
(a) Employer's contribution to concrete durability tests:
| (i) Tests for water sorptivity | Prov. sum | 1 | 12000 | 12000
| (ii) Tests for oxygen permeability | Prov. sum | 1 | 12000 | 12000
| (iii) Test for chloride conductivity | Prov. sum | 1 | 12000 | 12000
| (iv) Tests for concrete cover | Prov. sum | 1 | 12000 | 12000
| (b) Other tests | Prov. sum | 1 | 12000 | 12000
B81.06 | Acceptance testing | Prov. sum | 1 | 50000 | 50000
| TOTAL CARRIED FORWARD TO SUMMARY |  |  |  | 110000

## C08-C9452
Item | Description | Unit | Quantity | Rate | Amount
C08 | C9452 N4-13 KM 26.727 RWB SERVICE CULVERT
B61.00 | FOUNDATIONS FOR STRUCTURES
61.02 | Excavation:
(a) Excavating soft material situated within the following successive depth ranges:
| (i) 0 m up to 2 m | m³ | 350
| (ii) 2 m up to 4 m | m³ | 50
| (b) Extra over sub item 61.02(a) for excavation in hard material irrespective of depth | m³ | 30
| (c) Extra over sub item 61.02(a) for additional excavation required by the engineer after the excavation has been completed | m³ | 40
| (d) Extra over subitem 61.02(a) for excavation by hand | m³ | 35
61.03 | Access and drainage:
| (a) Access | L/sum | 1
61.04 | Backfill to excavations utilising:
| (a) Material from the excavation | m³ | 80
| (b) Imported material | m³ | 100
B61.05 | Fill within a restricted area (extra over item 33.01) | m³ | 330
61.06 | Overhaul in excess of 1,0 km on excavated material and on material imported for backfill, foundation fill and fill for caissons | m³-km | 3600
TOTAL CARRIED FORWARD TO THE NEXT PAGE
Item | Description | Unit | Quantity | Rate | Amount
TOTAL BROUGHT FORWARD FROM PREVIOUS PAGE
61.08 | Foundation fill consisting of:
| (c) Compacted granular material | m³ | 150
| (d) Mass concrete (Class 15/19) (where directed by the Engineer) | m³ | 15
| (e) Concrete screed (75mm thick and Class 15/19) | m³ | 5
B61.51 | Lateral support to excavations
| (i) 0 m to 5 m depth | L/sum | 1
B62.00 | FALSEWORK, FORMWORK AND CONCRETE FINISH
62.02 | Vertical formwork to provide:
(a) Class F1 surface finish to:
| (i) Barrel | m² | 150
| (ii) Head wall, cut-off wall and end thickening | m² | 30
(b) Class F2 surface finish to:
| (i) Barrel | m² | 95
| (ii) Head wall, cut-off wall and end thickening | m² | 15
62.03 | Horizontal formwork to provide:
(b) Class F2 surface finish to:
| (i) Barrel soffit | m² | 55
B62.04 | Inclined formwork to provide:
(b) Class F2 surface finish to:
| (i) Barrel soffit | m² | 35
62.06 | Formwork to form open joints (barrel movement joints) | m² | 10
TOTAL CARRIED FORWARD TO THE NEXT PAGE
Item | Description | Unit | Quantity | Rate | Amount
TOTAL BROUGHT FORWARD FROM PREVIOUS PAGE
B63.00 | STEEL REINFORCEMENT FOR STRUCTURES
63.01 | Steel reinforcement for:
(a) Barrel
| (i) Mild steel bars | t | 0.5
| (ii) High-yield-stress-steel bars (Type C) | t | 8
(b) Head wall, cut-off wall and end thickening
| (i) Mild steel bars | t | 0.1
| (ii) High-yield-stress-steel bars (Type C) | t | 1
B63.05 | Dowels bars
| (a) Hot dipped galvanised, R20, 1250mm long, between existing structure and new structure, all inclusive | kg | 20
B64.00 | CONCRETE FOR STRUCTURES
B64.01 | Cast in situ concrete:
(a) Durability concrete (Class W)
| (i) Barrel (Class W30/19) | m³ | 100
| (iii) Head wall, cut-off wall and end thickening (Class W30/19) | m³ | 15
B64.02 | Manufacturing precast concrete members
| (a) Precast concrete mounting block (including non metallic number plate) | No | 2
64.03 | Transporting and erecting precast concrete members
| (a) Precast concrete mounting block | No | 2
TOTAL CARRIED FORWARD TO THE NEXT PAGE
Item | Description | Unit | Quantity | Rate | Amount
TOTAL BROUGHT FORWARD FROM PREVIOUS PAGE
B64.06 | Demolishing existing concrete
| (b) Reinforced concrete in existing structure where required | m3 | 10
B64.07 | Curing of concrete
(a) Durability concrete (Class W30/19)
| (i) Barrel, up-stands and down-stands (tenderer to specify method of curing) ………………………………………….. | m² | 120
B64.08 | Hot weather concreting | lump sum | 1
B66.00 | NO-FINES CONCRETE, JOINTS, BEARINGS, BOLT GROUPS FOR ELECTRIFICATION, PARAPETS AND DRAINAGE FOR STRUCTURES
B66.06 | Filled joints:
| (b) 20mm barrel movement joints | m | 20
66.21 | Synthetic-fibre filter fabric
| (a) Grade 2 geotextile fabric to culvert barrel wall earth faces and around Netlon drainage pipes or similar approved | m2 | 100
B66.28 | Drainage strips
| (a) 325mm wide DN3 netlon drainage strips at 1.8m centres | m | 80
B66.29 | Perforated drainage pipes - M65 Netlon drainage pipe wrapped in Kaymat U34 or similar approved | m | 50
B66.30 | Joint protection plates for barrel movement joints (including attachment) | m | 20
TOTAL CARRIED FORWARD TO THE NEXT PAGE
Item | Description | Unit | Quantity | Rate | Amount
TOTAL BROUGHT FORWARD FROM PREVIOUS PAGE
B81.00 | TESTING OF MATERIALS AND WORKMANSHIP
B81.02 | Other special tests requested by the engineer:
(a) Employer's contribution to concrete durability tests:
| (i) Tests for water sorptivity | Prov Sum | 1
| (ii) Tests for oxygen permeability | Prov Sum | 1
| (iii) Test for chloride conductivity | Prov Sum | 1
| (iv) Tests for concrete cover | Prov Sum | 1
| (b) Other tests | Prov Sum | 1
B81.06 | Acceptance testing | Prov Sum | 1
TOTAL CARRIED FORWARD TO SUMMARY

## C09-C4002
Item | Description | Unit | Quantity | Rate | Amount
C09 | C4002 N4-13 km 27.707 HEX RIVER TRIBUTARY 2
B51.00 | PITCHING, STONEWORK AND PROTECTION AGAINST EROSION
51.02 | Riprap
| (b) Dumped riprap (600mm deep, 300mm dumped rock) | m3 | 30
| (d) Synthetic-fibre filter fabric (Grade A) | m2 | 55
51.07 | Foundation trenches | m3 | 45
B61.00 | FOUNDATIONS FOR STRUCTURES
61.02 | Excavation:
(a) Excavating soft material situated within the following successive depth ranges:
| (i) 0 m up to 2 m | m³ | 1000
| (iI) 2 m up to 4 m | m³ | 500
| (b) Extra over sub item 61.02(a) for excavation in hard material irrespective of depth | m³ | 100
| (c) Extra over sub item 61.02(a) for additional excavation required by the engineer after the excavation has been completed | m³ | 50
| (d) Extra over subitem 61.02(a) for excavation by hand | m³ | 20
61.03 | Access and drainage:
| (a) Access | L/sum | 1
61.04 | Backfill to excavations utilising:
| (a) Material from the excavation | m³ | 630
| (b) Imported material | m³ | 300
TOTAL CARRIED FORWARD TO THE NEXT PAGE
Item | Description | Unit | Quantity | Rate | Amount
TOTAL BROUGHT FORWARD FROM PREVIOUS PAGE
B61.05 | Fill within a restricted area (extra over item 33.01) | m³ | 900
61.06 | Overhaul in excess of 1,0 km on excavated material and on material imported for backfill, foundation fill and fill for caissons | m³-km | 10000
61.08 | Foundation fill consisting of:
| (c) Compacted granular material | m³ | 500
| (d) Mass concrete (Class 15/19) (where directed by the Engineer) | m³ | 40
| (e) Concrete screed (75mm thick and Class 15/19) | m³ | 15
61.14 | Foundation lining
| (a) 250 Micron polythene sheeting under apron slab | m² | 75
B61.51 | Lateral support to excavations
| (i) 0 m to 5 m depth | L/sum | 1
B62.00 | FALSEWORK, FORMWORK AND CONCRETE FINISH
62.02 | Vertical formwork to provide:
(a) Class F1 surface finish to:
| (i) Barrel | m² | 145
| (ii) Earwalls and wingwalls | m² | 45
| (iii) Head wall, cut-off wall and end thickening | m² | 25
| (iv) Apron slab (including cut-off) | m² | 30
(b) Class F2 surface finish to:
| (i) Barrel | m² | 350
| (ii) Earwalls and wingwalls | m² | 45
| (iii) Head wall, cut-off wall and end thickening | m² | 25
TOTAL CARRIED FORWARD TO THE NEXT PAGE
Item | Description | Unit | Quantity | Rate | Amount
TOTAL BROUGHT FORWARD FROM PREVIOUS PAGE
62.03 | Horizontal formwork to provide:
(b) Class F2 surface finish to:
| (i) Barrel soffit | m² | 175
B62.04 | Inclined formwork to provide:
(b) Class F2 surface finish to:
| (i) Barrel soffit | m² | 65
62.06 | Formwork to form open joints (barrel movement joints) | m² | 10
B63.00 | STEEL REINFORCEMENT FOR STRUCTURES
63.01 | Steel reinforcement for:
(a) Barrel
| (i) Mild steel bars | t | 0.6
| (ii) High-yield-stress-steel bars (Type C) | t | 19
(b) Earwalls and wingwalls
| (i) Mild steel bars | t | 0.1
| (ii) High-yield-stress-steel bars (Type C) | t | 2.2
(c) Head wall, cut-off wall and end thickening
| (i) Mild steel bars | t | 0.3
| (ii) High-yield-stress-steel bars (Type C) | t | 1.2
(d) Apron Slab (including cut-off)
| (i) Mild steel bars | t | 0.2
| (ii) High-yield-stress-steel bars (Type C) | t | 0.2
| (iii) Welded steel mesh fabric: No. 617 (apron slab) | kg | 950
B63.05 | Dowels bars
| (a) Hot dipped galvanised, R20, 1250mm long, between existing structure and new structure, all inclusive | kg | 30
TOTAL CARRIED FORWARD TO THE NEXT PAGE
Item | Description | Unit | Quantity | Rate | Amount
TOTAL BROUGHT FORWARD FROM PREVIOUS PAGE
B64.00 | CONCRETE FOR STRUCTURES
B64.01 | Cast in situ concrete:
(a) Durability concrete (Class W)
| (i) Barrel (Class W30/19) | m³ | 215
| (ii) Earwalls and wingwalls (Class W30/19) | m³ | 14
| (iii) Head wall, cut-off wall and end thickening (Class W30/19) | m³ | 10
| (iv) Apron slab and cut-off (Class W30/19) | m³ | 20
B64.02 | Manufacturing precast concrete members
| (a) Precast concrete mounting block (including non metallic number plate) | No | 2
64.03 | Transporting and erecting precast concrete members
| (a) Precast concrete mounting block | No | 2
B64.06 | Demolishing existing concrete
(b) Reinforced concrete in
| (i) Existing wingwalls and apron slab | m3 | 25
B64.07 | Curing of concrete
(a) Durability concrete (Class W30/19)
| (i) Barrel, up-stands and down-stands (tenderer to specify method of curing) ………………………………………….. | m² | 1000
TOTAL CARRIED FORWARD TO THE NEXT PAGE
Item | Description | Unit | Quantity | Rate | Amount
TOTAL BROUGHT FORWARD FROM PREVIOUS PAGE
| (ii) Earwalls and wingwalls (tenderer to specify method of curing) ………………………………………….. | m² | 100
| (iii) Apron Slab and cut-off (tenderer to specify method of curing) ………………………………………….. | m² | 80
B64.08 | Hot weather concreting | L/sum | 1
B66.00 | NO-FINES CONCRETE, JOINTS, BEARINGS, BOLT GROUPS FOR ELECTRIFICATION, PARAPETS AND DRAINAGE FOR STRUCTURES
B66.06 | Filled joints:
| (b) 20mm barrel movement joints | m | 25
66.18 | Numbers for structures:
| (a) Non metallic number plates | No | 1
66.19 | Drainage pipes and weepholes:
(b) Weepholes
| (i) 12mm dia. uPVC Weepholes | m | 40
66.21 | Synthetic-fibre filter fabric
| (a) Grade 2 geotextile fabric to culvert barrel wall earth faces and around Netlon drainage pipes or similar approved | m2 | 170
B66.28 | Drainage strips
| (a) 325mm wide DN3 netlon drainage strips at 1.8m centres | m | 145
B66.29 | Perforated drainage pipes - M65 Netlon drainage pipe wrapped in Kaymat U34 or similar approved | m | 50
TOTAL CARRIED FORWARD TO THE NEXT PAGE
Item | Description | Unit | Quantity | Rate | Amount
TOTAL BROUGHT FORWARD FROM PREVIOUS PAGE
B66.30 | Joint protection plates for barrel movement joints (including attachment) | m | 20
B81.00 | TESTING OF MATERIALS AND WORKMANSHIP
B81.02 | Other special tests requested by the engineer:
(a) Employer's contribution to concrete durability tests:
| (i) Tests for water sorptivity | Prov. sum | 1 | 12000 | 12000
| (ii) Tests for oxygen permeability | Prov. sum | 1 | 12000 | 12000
| (iii) Test for chloride conductivity | Prov. sum | 1 | 12000 | 12000
| (iv) Tests for concrete cover | Prov. sum | 1 | 12000 | 12000
| (b) Other tests | Prov. sum | 1 | 12000 | 12000
B81.06 | Acceptance testing | Prov. sum | 1 | 50000 | 50000
| TOTAL CARRIED FORWARD TO SUMMARY |  |  |  | 110000

## C10-C4000
Item | Description | Unit | Quantity | Rate | Amount
C10 | C4000 N4-13 KM 30.547 HEX RIVER TRIBUTARY 1
52 | GABIONS
52.01 | Foundation trench excavation and backfilling
| (b) In all other classes of material | m3 | 40
52.02 | Surface preparation for bedding the gabions | m2 | 80
52.03 | Gabions:
| (c) Galvanised gabion mattresses (0,3m deep, width 3m, mesh size 80 mm x 100 mm nominal diameter of mesh size 2,2 mm, and 1 m diaphragm spacing) | m3 | 16
52.04 | Filter fabric (Grade A) | m2 | 80
B61.00 | FOUNDATIONS FOR STRUCTURES
61.02 | Excavation:
(a) Excavating soft material situated within the following successive depth ranges:
| (i) 0 m up to 2 m | m³ | 700
| (ii) Exceeding 2 m and up to 4 m | m³ | 180
| (b) Extra over sub item 61.02(a) for excavation in hard material irrespective of depth | m³ | 70
| (c) Extra over sub item 61.02(a) for additional excavation required by the engineer after the excavation has been completed | m³ | 50
| (d) Extra over subitem 61.02(a) for excavation by hand | m³ | 50
61.03 | Access and drainage:
| (a) Access | L/sum | 1
TOTAL CARRIED FORWARD TO THE NEXT PAGE
Item | Description | Unit | Quantity | Rate | Amount
TOTAL BROUGHT FORWARD FROM PREVIOUS PAGE
61.04 | Backfill to excavations utilising:
| (a) Material from the excavation | m³ | 300
| (b) Imported material | m³ | 150
B61.05 | Fill within a restricted area (extra over item 33.01) | m³ | 550
61.06 | Overhaul in excess of 1,0 km on excavated material and on material imported for backfill, foundation fill and fill for caissons | m³-km | 5000
61.08 | Foundation fill consisting of:
| (c) Compacted granular material | m³ | 350
| (d) Mass concrete (Class 15/19) (where directed by the Engineer) | m³ | 40
| (e) Concrete screed (75mm thick and Class 15/19) | m³ | 15
61.14 | Foundation lining
| (a) 250 Micron polythene sheeting under apron slab | m² | 20
B61.51 | Lateral support to excavations
| (i) 0 m to 5 m depth | L/sum | 1
B62.00 | FALSEWORK, FORMWORK AND CONCRETE FINISH
62.02 | Vertical formwork to provide:
(a) Class F1 surface finish to:
| (i) Barrel | m² | 155
| (ii) Earwalls | m² | 45
| (iii) Head wall, cut-off wall and end thickening | m² | 30
| (iv) Apron slab (including cut-off) | m² | 35
TOTAL CARRIED FORWARD TO THE NEXT PAGE
Item | Description | Unit | Quantity | Rate | Amount
TOTAL BROUGHT FORWARD FROM PREVIOUS PAGE
(b) Class F2 surface finish to:
| (i) Barrel | m² | 320
| (ii) Earwalls | m² | 45
| (iii) Head wall, cut-off wall and end thickening | m² | 30
62.03 | Horizontal formwork to provide:
(b) Class F2 surface finish to:
| (i) Barrel soffit | m² | 180
B62.04 | Inclined formwork to provide:
(b) Class F2 surface finish to:
| (i) Barrel soffit | m² | 70
62.06 | Formwork to form open joints (barrel movement joints) | m² | 15
B63.00 | STEEL REINFORCEMENT FOR STRUCTURES
63.01 | Steel reinforcement for:
(a) Barrel
| (i) Mild steel bars | t | 1
| (ii) High-yield-stress-steel bars (Type C) | t | 20
(b) Earwalls
| (i) Mild steel bars | t | 0.1
| (ii) High-yield-stress-steel bars (Type C) | t | 2.5
(c) Head wall, cut-off wall and end thickening
| (i) Mild steel bars | t | 0.5
| (ii) High-yield-stress-steel bars (Type C) | t | 1.5
TOTAL CARRIED FORWARD TO THE NEXT PAGE
Item | Description | Unit | Quantity | Rate | Amount
TOTAL BROUGHT FORWARD FROM PREVIOUS PAGE
(d) Apron Slab (including cut-off)
| (i) Mild steel bars | t | 0.5
| (ii) High-yield-stress-steel bars (Type C) | t | 0.5
| (iii) Welded steel mesh fabric: No. 617 (apron slab) | kg | 1200
B63.05 | Dowels bars
| (a) Hot dipped galvanised, R20, 1250mm long, between existing structure and new structure, all inclusive | kg | 30
B64.00 | CONCRETE FOR STRUCTURES
B64.01 | Cast in situ concrete:
(a) Durability concrete (Class W)
| (i) Barrel (Class W30/19) | m³ | 280
| (ii) Earwalls (Class W30/19) | m³ | 15
| (iii) Head wall, cut-off wall and end thickening (Class W30/19) | m³ | 15
| (iv) Apron slab and cut-off (Class W30/19) | m³ | 20
B64.02 | Manufacturing precast concrete members
| (a) Precast concrete mounting block (including non metallic number plate) | No | 2
64.03 | Transporting and erecting precast concrete members
| (a) Precast concrete mounting block | No | 2
TOTAL CARRIED FORWARD TO THE NEXT PAGE
Item | Description | Unit | Quantity | Rate | Amount
TOTAL BROUGHT FORWARD FROM PREVIOUS PAGE
B64.06 | Demolishing existing concrete
(b) Reinforced concrete in
| (i) Existing wingwalls and apron slab | m3 | 20
B64.07 | Curing of concrete
(a) Durability concrete (Class W30/19)
| (i) Barrel, up-stands and down-stands (tenderer to specify method of curing) ………………………………………….. | m² | 1000
| (ii) Earwalls (tenderer to specify method of curing) ………………………………………….. | m² | 100
| (iii) Apron Slab and cut-off (tenderer to specify method of curing) ………………………………………….. | m² | 100
B64.08 | Hot weather concreting | L/sum | 1
B66.00 | NO-FINES CONCRETE, JOINTS, BEARINGS, BOLT GROUPS FOR ELECTRIFICATION, PARAPETS AND DRAINAGE FOR STRUCTURES
B66.06 | Filled joints:
| (b) 20mm barrel movement joints | m | 25
66.18 | Numbers for structures:
| (a) Non metallic number plates | No | 1
66.19 | Drainage pipes and weepholes:
(b) Weepholes
| (i) 12mm dia. uPVC Weepholes | m | 50
TOTAL CARRIED FORWARD TO THE NEXT PAGE
Item | Description | Unit | Quantity | Rate | Amount
TOTAL BROUGHT FORWARD FROM PREVIOUS PAGE
66.21 | Synthetic-fibre filter fabric
| (a) Grade 2 geotextile fabric to culvert barrel wall earth faces and around Netlon drainage pipes or similar approved | m2 | 150
B66.28 | Drainage strips
| (a) 325mm wide DN3 netlon drainage strips at 1.8m centres | m | 180
B66.29 | Perforated drainage pipes - M65 Netlon drainage pipe wrapped in Kaymat U34 or similar approved | m | 50
B66.30 | Joint protection plates for barrel movement joints (including attachment) | m | 20
B81.00 | TESTING OF MATERIALS AND WORKMANSHIP
B81.02 | Other special tests requested by the engineer:
(a) Employer's contribution to concrete durability tests:
| (i) Tests for water sorptivity | Prov. sum | 1 | 12000 | 12000
| (ii) Tests for oxygen permeability | Prov. sum | 1 | 12000 | 12000
| (iii) Test for chloride conductivity | Prov. sum | 1 | 12000 | 12000
| (iv) Tests for concrete cover | Prov. sum | 1 | 12000 | 12000
| (b) Other tests | Prov. sum | 1 | 12000 | 12000
B81.06 | Acceptance testing | Prov. sum | 1 | 50000 | 50000
| TOTAL CARRIED FORWARD TO SUMMARY |  |  |  | 110000

## C11-B2227
Item | Description | Unit | Quantity | Rate | Amount
C11 | B2227 N4-13 KM 30.662 HELEN JOSEPH DRIVE BRIDGE
47 | SURFACING OF BRIDGE DECKS
47.01 | Surfacing on bridge deck
| (i) 40 mm thickness asphalt (Inclusive of tack coat) | t | 38
B61.00 | FOUNDATIONS FOR STRUCTURES
61.02 | Excavation:
(a) Excavating soft material situated within the following successive depth ranges:
| (i) 0 m up to 2 m | m³ | 450
| (b) Extra over sub item 61.02(a) for excavation in hard material irrespective of depth | m³ | 35
| (c) Extra over sub item 61.02(a) for additional excavation required by the engineer after the excavation has been completed | m³ | 50
| (d) Extra over subitem 61.02(a) for excavation by hand | m³ | 40
61.03 | Access and drainage:
| (a) Access | L/sum | 1
61.04 | Backfill to excavations utilising:
| (a) Material from the excavation | m³ | 90
| (b) Imported Material | m³ | 200
B61.05 | Fill within a restricted area (extra over item 33.01) | m³ | 1200
TOTAL CARRIED FORWARD TO THE NEXT PAGE
Item | Description | Unit | Quantity | Rate | Amount
TOTAL BROUGHT FORWARD FROM PREVIOUS PAGE
61.06 | Overhaul in excess of 1,0 km on excavated material and on material imported for backfill, foundation fill and fill for caissons | m³-km | 2900
61.08 | Foundation fill consisting of:
| (d) Mass concrete (Class 15/19 MPa) | m³ | 15
| (e) Concrete screed Class 15/19 75mm thick | m³ | 10
61.14 | Foundation lining
| (i) 250 Micron polythene sheeting under approach slab | m2 | 85
61.15 | Establishment on the site for the drilling of holes (600mm dia. Driven cast insitu piles) | Lump Sum | 1
61.16 | Moving to, and setting up the equipment at each position for installing the piles | No | 14
61.18 | Driving the temporary casing for driven displacement piling systems for forming holes for piles with a diameter of 600mm through material situated within the following successive depth ranges:
| (a) 0 m up to 10 m | m | 160
61.23 | Driving temporary casings for driven displacement piling systems or installing prefabricated piles through identified or unidentified obstructions | Prov. sum | 1 | 150000 | 150000
| TOTAL CARRIED FORWARD TO THE NEXT PAGE |  |  |  | 150000
Item | Description | Unit | Quantity | Rate | Amount
| TOTAL BROUGHT FORWARD FROM PREVIOUS PAGE |  |  |  | 150000
61.26 | Forming the bulbous bases for piles of 600mm diameter | No. | 14
61.3 | Steel reinforcement in cast in situ piles:
| (a) Mild-steel bars | t | 1
| (b) High-yield-stress-steel bars (Type C) | t | 6
61.31 | Cast in situ concrete in piles, underreams, bulbous bases and sockets (30 MPa/19mm) | m³ | 55
61.32 | Extra over item 61.31 for concrete cast under water | m³ | 5
61.34 | Stripping/cutting the pile heads | No | 14
61.35 | Establishment on the site for the load testing of piles | L/sum | 1
61.4 | Standing time for pile-installation frame | h | 8
B61.50 | Pile integrity testing on bored/augured piles
| (b) Providing and installing 85mm diameter mild steel tubes used for the "Cross Hole Sonic Logging" in all designated piles (per pile construction site) | m | 700
| (c) Impact Frequency Response (IFR) tests and interpreted results (per pile diameter and per pile construction site) | No | 14
| (d) Cross-Hole Sonic Logging tests and interpreted results (per pile diameter and per pile construction site) | m | 700
B61.51 | Lateral support to excavations or to retain road fill
(a) Pier
| (i) 0 to 5 m depth | L/sum | 1
| TOTAL CARRIED FORWARD TO THE NEXT PAGE |  |  |  | 150000
Item | Description | Unit | Quantity | Rate | Amount
| TOTAL BROUGHT FORWARD FROM PREVIOUS PAGE |  |  |  | 150000
B62.00 | FALSEWORK, FORMWORK AND CONCRETE FINISH
62.02 | Vertical formwork to provide:
(a) Class F1 surface finish to:
| (i) Abutments and earwalls | m² | 85
| (ii) Foundations | m² | 75
(b) Class F2 surface finish to:
| (i) Abutments and earwalls | m² | 50
| (ii) Deck | m² | 15
| (iii) Piers | m² | 170
62.03 | Horizontal formwork to provide:
(b) Class F2 surface finish to:
| (i) Deck | m² | 600
B62.04 | Inclined formwork to provide:
(a) Class F1 surface finish to:
| (i) Deck | m² | 55
B62.05 | Permanent formwork
| (a) To form voids of dia. 822mm in the deck | m² | 270
62.06 | Formwork to form open joints
| (a) In the deck directly above the abutment | m² | 35
B63.00 | STEEL REINFORCEMENT FOR STRUCTURES
63.01 | Steel reinforcement for:
(a) Deck:
| (i) Mild steel bars | t | 6
| (ii) High yield stress steel bars (Type C) | t | 65
| TOTAL CARRIED FORWARD TO THE NEXT PAGE |  |  |  | 150000
Item | Description | Unit | Quantity | Rate | Amount
| TOTAL BROUGHT FORWARD FROM PREVIOUS PAGE |  |  |  | 150000
(b) Abutments and earwalls
| (i) Mild steel bars | t | 0.5
| (ii) High yield stress steel bars (Type C) | t | 4
(c) Piers
| (i) Mild steel bars | t | 1
| (ii) High yield stress steel bars (Type C) | t | 9
(d) Foundations
| (i) Mild steel bars | t | 1
| (ii) High yield stress steel bars (Type C) | t | 9
(e) Approach Slab
| (i) Mild steel bars | t | 0.5
| (ii) High yield stress steel bars (Type C) | t | 4
(f) Insitu handrail kerb/coping (Inclusive of end blocks)
| (i) Mild steel bars | t | 0.5
| (ii) High yield stress steel bars (Type C) | t | 1
B63.04 | Extra-over item 63.01 for galvanising of reinforcement
(a) Barrier and Parapet (Inclusive of end blocks)
| (i) Mild steel bars | t | 0.5
| (ii) High yield stress steel bars (Type C) | t | 4
(b) Tie bars between approach slab and deck (inclusive of denso tape wrapping)
| (i) Mild steel bars | t | 0.5
B64.00 | CONCRETE FOR STRUCTURES
B64.01 | Cast in situ concrete:
(a) Durability concrete (Class W)
| (i) Abutments and earwalls (Class W30/19 MPa) | m³ | 25
| (ii) Piers (Class W30/19 MPa) | m³ | 70
| (iii) Deck (Class W40/19 MPa) | m³ | 450
| TOTAL CARRIED FORWARD TO THE NEXT PAGE |  |  |  | 150000
Item | Description | Unit | Quantity | Rate | Amount
| TOTAL BROUGHT FORWARD FROM PREVIOUS PAGE |  |  |  | 150000
(b) Normal concrete
| (i) Foundations (Class 30 MPa/19) | m³ | 70
| (ii) Approach Slab (Class 30 MPa/19) | m³ | 30
B64.06 | Demolishing existing concrete
| (a) Reinforced concrete in existing structure | m³ | 60
B64.07 | Curing of concrete
(a) Durability concrete (class W30/19)
| (i) Piers (tenderer to specify method of curing, to the approval of the engineer): ………………………………………….. | m² | 170
| (ii) Abutments and earwalls (tenderer to specify method of curing):……………………… | m² | 140
| (iii) Approach slab (tenderer to specify method of curing, to the approval of the engineer): ………………………………………….. | m² | 85
(b) Durability concrete (class W40/19)
| (i) Deck (tenderer to specify method of curing, to the approval of the engineer): ………………………………………….. | m² | 1300
B64.08 | Hot weather concreting | lump sum | 1
| TOTAL CARRIED FORWARD TO THE NEXT PAGE |  |  |  | 150000
Item | Description | Unit | Quantity | Rate | Amount
| TOTAL BROUGHT FORWARD FROM PREVIOUS PAGE |  |  |  | 150000
B65.00 | PRESTRESSING
B65.01 | Prestressing tendons:
| (a) Longitudinal tendons | MN-m | 3200
65.02 | Anchorages and couplers:
| (a) Anchorage at jacking end | MN | 125
| (b) Anchorage at dead end | MN | 125
B66.00 | NO-FINES CONCRETE, JOINTS, BEARINGS, BOLT GROUPS FOR ELECTRIFICATION, PARAPETS AND DRAINAGE FOR STRUCTURES
B66.05 | Expansion joints:
| (a) Claw joint or similar approved in deck extension over abutment (40mm movement capacity) | m | 22
| (b) Asphaltic plug or similar approved above existing pier (20mm movement capacity) | m | 22
66.11 | Bearings
(a) Pot bearing
| (i) Fixed (2650 kN) | No | 1
| (ii) Multi - Directional (2650 kN) | No | 3
| (iii) Uni - Directional (2650 kN) | No | 4
B66.15 | Concrete parapets/barriers
| (1) Concrete F-shape barrier as shown on the drawings (Class W40/19) | m | 60
66.17 | End Blocks
| (a) For pedestrian railings (Class W30/19) | No | 2
| TOTAL CARRIED FORWARD TO THE NEXT PAGE |  |  |  | 150000
Item | Description | Unit | Quantity | Rate | Amount
| TOTAL BROUGHT FORWARD FROM PREVIOUS PAGE |  |  |  | 150000
66.18 | Numbers for structures:
| (a) Non metallic number plates | No | 2
66.19 | Drainage pipes and weepholes:
(a) Drainage pipes:
| (i)100mm dia. uPVC Scupper pipes | m | 2
| (ii) 75mm dia. uPVC drain pipe to drain abutment seat (as shown on the drawings) | m | 22
B66.27 | Concrete pedestrian railings
| (a) Precast posts and handrail (Class W40/13) and insitu kerb/coping (Class W40/19), as shown on the drawings | m | 60
B66.31 | Sidewalk
| (a) Concrete sidewalk as per drawings (inclusive of no fines concrete, 50mm insitu concrete slab (25/19), polyethylene sheeting, river sand and sand/cement mortar) | m | 60
B7200 | REINFORCED EARTH
B72.01 | Cladding panels and Reinforcement Elements
| (a) Concrete panels (Class 30/19 MPa, cruciform shape, 140mm thick) | m2 | 400
B72.08 | MSEW structures | m2 | 400
B72.09 | Excavation for concrete footings for walls
| (a) In soft material | m3 | 30
| (b) Extra over subitem 72.09(a) for excavation in hard material | m3 | 2
| TOTAL CARRIED FORWARD TO THE NEXT PAGE |  |  |  | 150000
Item | Description | Unit | Quantity | Rate | Amount
| TOTAL BROUGHT FORWARD FROM PREVIOUS PAGE |  |  |  | 150000
B72.10 | Concrete bases for earth retaining systems (Class 25MPa/19) | m3 | 20
B72.11 | Infill concrete and finishing on top of the wall (Class 25MPa/19) | m3 | 15
B72.12 | Borrow to fill G6 Material from approved commercial source | m3 | 1100
B72.13 | Extra over items B72.12, 33.01(a)(i) and 33.01(a)(ii) for backfill behind MSEW compacted in layers of 150mm to min. 93% MOD AASHTO density at optimum moisture content | m3 | 1100
B81.00 | TESTING OF MATERIALS AND WORKMANSHIP
B81.02 | Other specialist tests requested by the Engineer
(a) Employer's contribution to concrete durability test
| (i) Tests for water sorptivity | Prov Sum | 1 | 12000 | 12000
| (ii) Tests for oxygen permeability | Prov Sum | 1 | 12000 | 12000
| (iii) Tests for chloride conductivity | Prov Sum | 1 | 12000 | 12000
| (iv) Tests for concrete cover | Prov Sum | 1 | 12000 | 12000
| (b) Other tests | Prov Sum | 1 | 12000 | 12000
B81.06 | Acceptance testing | Prov sum | 1 | 50000 | 50000
8400 | PAINTING
84.01 | Painting:
| (a) Surface protective coating to be applied to the deck soffit, sides of deck and parapets of both the new and existing bridge for aesthetic consistency (Sikagard 540W or similar approved) | m2 | 400
| TOTAL CARRIED FORWARD TO SUMMARY |  |  |  | 260000

## C12-B2226
Item | Description | Unit | Quantity | Rate | Amount
C12 | B2226 N4-13 KM 31.095 PROTEA PARK PEDESTRIAN BRIDGE
B61.00 | FOUNDATIONS FOR STRUCTURES
61.02 | Excavation:
(a) Excavating soft material situated within the following successive depth ranges:
| (i) 0 m up to 2 m | m³ | 450
| (ii) Exceeding 2 m and up to 4 m | m³ | 300
| (b) Extra over sub item 61.02(a) for excavation in hard material irrespective of depth | m³ | 20
| (c) Extra over sub item 61.02(a) for additional excavation required by the engineer after the excavation has been completed | m³ | 75
| (d) Extra over subitem 61.02(a) for excavation by hand | m³ | 50
61.03 | Access and drainage:
| (a) Access | L/sum | 1
61.04 | Backfill to excavations utilising:
| (a) Material from the excavation | m³ | 250
| (b) Imported Material | m³ | 200
B61.05 | Fill within a restricted area (extra over item 33.01) | m³ | 1550
61.06 | Overhaul in excess of 1,0 km on excavated material and on material imported for backfill, foundation fill and fill for caissons | m³-km | 7800
61.08 | Foundation fill consisting of:
| (c) Compacted granular material | m³ | 400
| (d) Mass concrete (Class 15/19 MPa) | m³ | 25
| (e) Concrete screed Class 15/19 75mm thick | m³ | 10
TOTAL CARRIED FORWARD TO THE NEXT PAGE
Item | Description | Unit | Quantity | Rate | Amount
TOTAL BROUGHT FORWARD FROM PREVIOUS PAGE
61.15 | Establishment on the site for the drilling of holes (600mm dia. Driven cast insitu piles) | Lump Sum | 1
61.16 | Moving to, and setting up the equipment at each position for installing the piles | No | 4
61.18 | Driving the temporary casing for driven displacement piling systems for forming holes for piles with a diameter of 600mm through material situated within the following successive depth ranges:
| (a) 0 m up to 10 m | m | 35
61.23 | Driving temporary casings for driven displacement piling systems or installing prefabricated piles through identified or unidentified obstructions | Prov. sum | 1 | 150000 | 150000
61.26 | Forming the bulbous bases for piles of 600mm diameter | No. | 4
61.3 | Steel reinforcement in cast in situ piles:
| (a) Mild-steel bars | t | 0.5
| (b) High-yield-stress-steel bars (Type C) | t | 2.5
61.31 | Cast in situ concrete in piles, underreams, bulbous bases and sockets (30 MPa/19mm) | m³ | 15
61.32 | Extra over item 61.31 for concrete cast under water | m³ | 5
61.34 | Stripping/cutting the pile heads | No | 4
61.35 | Establishment on the site for the load testing of piles | L/sum | 1
61.4 | Standing time for pile-installation frame | h | 8
| TOTAL CARRIED FORWARD TO THE NEXT PAGE |  |  |  | 150000
Item | Description | Unit | Quantity | Rate | Amount
| TOTAL BROUGHT FORWARD FROM PREVIOUS PAGE |  |  |  | 150000
B61.50 | Pile integrity testing on bored/augured piles
| (b) Providing and installing 85mm diameter mild steel tubes used for the "Cross Hole Sonic Logging" in all designated piles (per pile construction site) | m | 150
| (c) Impact Frequency Response (IFR) tests and interpreted results (per pile diameter and per pile construction site) | No | 4
| (d) Cross-Hole Sonic Logging tests and interpreted results (per pile diameter and per pile construction site) | m | 150
B61.51 | Lateral support to excavations or to retain road fill
(a) Central Median Pier Foundation
| (i) 0 to 5 m depth | L/sum | 1
(b) North Pier Foundation
| (i) 0 to 5 m depth | L/sum | 1
B62.00 | FALSEWORK, FORMWORK AND CONCRETE FINISH
62.02 | Vertical formwork to provide:
(a) Class F1 surface finish to:
| (ii) Foundations | m² | 345
(b) Class F2 surface finish to:
| (i) Walkways | m² | 55
| (ii) Deck | m² | 35
| (iii) Piers | m² | 250
| TOTAL CARRIED FORWARD TO THE NEXT PAGE |  |  |  | 150000
Item | Description | Unit | Quantity | Rate | Amount
| TOTAL BROUGHT FORWARD FROM PREVIOUS PAGE |  |  |  | 150000
62.03 | Horizontal formwork to provide:
(b) Class F2 surface finish to:
| (i) Deck | m² | 70
| (ii) Walkway | m² | 235
B62.04 | Inclined formwork to provide:
(a) Class F1 surface finish to:
| (i) Deck | m² | 15
62.06 | Formwork to form open joints
| (a) Between the existing and new decks | m² | 5
| (b) Between the new deck and the sidewalk | m² | 5
B63.00 | STEEL REINFORCEMENT FOR STRUCTURES
63.01 | Steel reinforcement for:
(a) Deck:
| (i) Mild steel bars | t | 1
| (ii) High yield stress steel bars (Type C) | t | 8
(b) Walkways
| (i) Mild steel bars | t | 1
| (ii) High yield stress steel bars (Type C) | t | 10
(c) Piers
| (i) Mild steel bars | t | 1
| (ii) High yield stress steel bars (Type C) | t | 7
(d) Foundations
| (i) Mild steel bars | t | 2
| (ii) High yield stress steel bars (Type C) | t | 18
(f) Insitu handrail kerb/coping (Inclusive of end blocks)
| (i) Mild steel bars | t | 1
| (ii) High yield stress steel bars (Type C) | t | 2
| TOTAL CARRIED FORWARD TO THE NEXT PAGE |  |  |  | 150000
Item | Description | Unit | Quantity | Rate | Amount
| TOTAL BROUGHT FORWARD FROM PREVIOUS PAGE |  |  |  | 150000
B64.00 | CONCRETE FOR STRUCTURES
B64.01 | Cast in situ concrete:
(a) Durability concrete (Class W)
| (i) Walkways (Class W30/19 MPa) | m³ | 70
| (ii) Piers (Class W30/19 MPa) | m³ | 45
| (iii) Deck (Class W40/19 MPa) | m³ | 35
(b) Normal concrete
| (i) Foundations (Class 30 MPa/19) | m³ | 90
B64.06 | Demolishing existing concrete
| (a) Reinforced concrete in existing structure | m³ | 50
B64.07 | Curing of concrete
(a) Durability concrete (class W30/19)
| (i) Piers (tenderer to specify method of curing, to the approval of the engineer): ………………………………………….. | m² | 250
| (ii) Walkways (tenderer to specify method of curing):……………………… | m² | 60
(b) Durability concrete (class W40/19)
| (i) Deck (tenderer to specify method of curing, to the approval of the engineer): ………………………………………….. | m² | 200
B64.08 | Hot weather concreting | lump sum | 1
| TOTAL CARRIED FORWARD TO THE NEXT PAGE |  |  |  | 150000
Item | Description | Unit | Quantity | Rate | Amount
| TOTAL BROUGHT FORWARD FROM PREVIOUS PAGE |  |  |  | 150000
B66.00 | NO-FINES CONCRETE, JOINTS, BEARINGS, BOLT GROUPS FOR ELECTRIFICATION, PARAPETS AND DRAINAGE FOR STRUCTURES
B66.05 | Expansion joints:
| (a) Claw joint or similar approved in deck extension at sidewalk location (30mm movement capacity) | m | 4
| (b) Claw joint or similar approved in deck extension at existing bridge interface (30mm movement capacity) | m | 8
66.18 | Numbers for structures:
| (a) Non metallic number plates | No | 2
B66.27 | Concrete pedestrian railings | m | 250
B81.00 | TESTING OF MATERIALS AND WORKMANSHIP
B81.02 | Other specialist tests requested by the Engineer
(a) Employer's contribution to concrete durability test
| (i) Tests for water sorptivity | Prov Sum | 1 | 12000 | 12000
| (ii) Tests for oxygen permeability | Prov Sum | 1 | 12000 | 12000
| (iii) Tests for chloride conductivity | Prov Sum | 1 | 12000 | 12000
| (iv) Tests for concrete cover | Prov Sum | 1 | 12000 | 12000
| (b) Other tests | Prov Sum | 1 | 12000 | 12000
B81.06 | Acceptance testing | Prov sum | 1 | 50000 | 50000
| TOTAL CARRIED FORWARD TO THE NEXT PAGE |  |  |  | 260000
Item | Description | Unit | Quantity | Rate | Amount
| TOTAL BROUGHT FORWARD FROM PREVIOUS PAGE |  |  |  | 260000
84 | PAINTING
84.01 | Painting:
| (a) Surface protective coating to be applied to the deck soffit, sides of deck and parapets of both the new and existing bridge for aesthetic consistency (Sikagard 540W or similar approved) | m2 | 550
| TOTAL CARRIED FORWARD TO SUMMARY |  |  |  | 260000

## C13-B2225
Item | Description | Unit | Quantity | Rate | Amount
C13 | B2225 N4-13 KM 31.666 KRUGER STREET OVERPASS
47 | SURFACING OF BRIDGE DECKS
47.01 | Surfacing on bridge deck
| (i) 40 mm thickness asphalt (Inclusive of tack coat) | t | 20
B61.00 | FOUNDATIONS FOR STRUCTURES
61.02 | Excavation:
(a) Excavating soft material situated within the following successive depth ranges:
| (i) 0 m up to 2 m | m³ | 350
| (b) Extra over sub item 61.02(a) for excavation in hard material irrespective of depth | m³ | 30
| (c) Extra over sub item 61.02(a) for additional excavation required by the engineer after the excavation has been completed | m³ | 35
| (d) Extra over subitem 61.02(a) for excavation by hand | m³ | 35
61.03 | Access and drainage:
| (a) Access | L/sum | 1
61.04 | Backfill to excavations utilising:
| (a) Material from the excavation | m³ | 80
| (b) Imported Material | m³ | 180
B61.05 | Fill within a restricted area (extra over item 33.01) | m³ | 700
61.06 | Overhaul in excess of 1,0 km on excavated material and on material imported for backfill, foundation fill and fill for caissons | m³-km | 2100
TOTAL CARRIED FORWARD TO THE NEXT PAGE
Item | Description | Unit | Quantity | Rate | Amount
TOTAL BROUGHT FORWARD FROM PREVIOUS PAGE
61.08 | Foundation fill consisting of:
| (d) Mass concrete (Class 15/19 MPa) | m³ | 15
| (e) Concrete screed Class 15/19 75mm thick | m³ | 10
61.14 | Foundation lining
| (i) 250 Micron polythene sheeting under approach slab | m2 | 70
61.15 | Establishment on the site for the drilling of holes (600mm dia. Driven cast insitu piles) | Lump Sum | 1
61.16 | Moving to, and setting up the equipment at each position for installing the piles | No | 6
61.18 | Driving the temporary casing for driven displacement piling systems for forming holes for piles with a diameter of 600mm through material situated within the following successive depth ranges:
| (a) 0 m up to 10 m | m | 60
61.23 | Driving temporary casings for driven displacement piling systems or installing prefabricated piles through identified or unidentified obstructions | Prov. sum | 1 | 150000 | 150000
61.26 | Forming the bulbous bases for piles of 600mm diameter | No. | 6
61.3 | Steel reinforcement in cast in situ piles:
| (a) Mild-steel bars | t | 0.5
| (b) High-yield-stress-steel bars (Type C) | t | 3
| TOTAL CARRIED FORWARD TO THE NEXT PAGE |  |  |  | 150000
Item | Description | Unit | Quantity | Rate | Amount
| TOTAL BROUGHT FORWARD FROM PREVIOUS PAGE |  |  |  | 150000
61.31 | Cast in situ concrete in piles, underreams, bulbous bases and sockets (30 MPa/19mm) | m³ | 20
61.32 | Extra over item 61.31 for concrete cast under water | m³ | 5
61.34 | Stripping/cutting the pile heads | No | 6
61.35 | Establishment on the site for the load testing of piles | L/sum | 1
61.4 | Standing time for pile-installation frame | h | 8
B61.50 | Pile integrity testing on bored/augured piles
| (b) Providing and installing 85mm diameter mild steel tubes used for the "Cross Hole Sonic Logging" in all designated piles (per pile construction site) | m | 250
| (c) Impact Frequency Response (IFR) tests and interpreted results (per pile diameter and per pile construction site) | No | 6
| (d) Cross-Hole Sonic Logging tests and interpreted results (per pile diameter and per pile construction site) | m | 250
B61.51 | Lateral support to excavations or to retain road fill
(a) Pier
| (i) 0 to 5 m depth | L/sum | 1
| TOTAL CARRIED FORWARD TO THE NEXT PAGE |  |  |  | 150000
Item | Description | Unit | Quantity | Rate | Amount
| TOTAL BROUGHT FORWARD FROM PREVIOUS PAGE |  |  |  | 150000
B62.00 | FALSEWORK, FORMWORK AND CONCRETE FINISH
62.02 | Vertical formwork to provide:
(a) Class F1 surface finish to:
| (i) Abutments and earwalls | m² | 25
| (ii) Foundations | m² | 50
(b) Class F2 surface finish to:
| (i) Abutments and earwalls | m² | 25
| (ii) Deck | m² | 15
| (iii) Piers | m² | 100
62.03 | Horizontal formwork to provide:
(b) Class F2 surface finish to:
| (i) Deck | m² | 310
B62.04 | Inclined formwork to provide:
(a) Class F1 surface finish to:
| (i) Deck | m² | 50
B62.05 | Permanent formwork
| (a) To form voids of dia. 721mm in the deck | m² | 150
62.06 | Formwork to form open joints
| (a) In the deck directly above the abutment | m² | 30
B63.00 | STEEL REINFORCEMENT FOR STRUCTURES
63.01 | Steel reinforcement for:
(a) Deck:
| (i) Mild steel bars | t | 5
| (ii) High yield stress steel bars (Type C) | t | 36
| TOTAL CARRIED FORWARD TO THE NEXT PAGE |  |  |  | 150000
Item | Description | Unit | Quantity | Rate | Amount
| TOTAL BROUGHT FORWARD FROM PREVIOUS PAGE |  |  |  | 150000
(b) Abutments and earwalls
| (i) Mild steel bars | t | 0.5
| (ii) High yield stress steel bars (Type C) | t | 4
(c) Piers
| (i) Mild steel bars | t | 0.5
| (ii) High yield stress steel bars (Type C) | t | 6
(d) Foundations
| (i) Mild steel bars | t | 0.5
| (ii) High yield stress steel bars (Type C) | t | 5
(e) Approach Slab
| (i) Mild steel bars | t | 0.1
| (ii) High yield stress steel bars (Type C) | t | 3
B63.04 | Extra-over item 63.01 for galvanising of reinforcement
(a) Parapet (inclusive of end blocks):
| (i) Mild steel bars | t | 0.5
| (ii) High-yield-stress-steel bars (type C) | t | 4
(b) Tie bars between approach slab and abutment (inclusive of denso tape wrapping)
| (i) Mild steel bars | t | 0.5
B64.00 | CONCRETE FOR STRUCTURES
B64.01 | Cast in situ concrete:
(a) Durability concrete (Class W)
| (i) Abutments and earwalls (Class W30/19 MPa) | m³ | 25
| (ii) Piers (Class W30/19 MPa) | m³ | 45
| (iii) Deck (Class W40/19 MPa) | m³ | 240
| TOTAL CARRIED FORWARD TO THE NEXT PAGE |  |  |  | 150000
Item | Description | Unit | Quantity | Rate | Amount
| TOTAL BROUGHT FORWARD FROM PREVIOUS PAGE |  |  |  | 150000
(b) Normal concrete
| (i) Foundations (Class 30 MPa/19) | m³ | 40
| (ii) Approach Slab (Class 30 MPa/19) | m³ | 25
B64.06 | Demolishing existing concrete
| (a) Reinforced concrete in existing structure | m3 | 25
B64.07 | Curing of concrete
(a) Durability concrete (class W30/19)
| (i) Piers (tenderer to specify method of curing, to the approval of the engineer): ………………………………………….. | m² | 100
| (ii) Abutments and earwalls (tenderer to specify method of curing):……………………… | m² | 50
| (iii) Approach slab (tenderer to specify method of curing, to the approval of the engineer): ………………………………………….. | m² | 75
(b) Durability concrete (class W40/19)
| (i) Deck (tenderer to specify method of curing, to the approval of the engineer): ………………………………………….. | m² | 690
B64.08 | Hot weather concreting | lump sum | 1
B65.00 | PRESTRESSING
B65.01 | Prestressing tendons:
| (a) Longitudinal tendons | MN-m | 1850
| TOTAL CARRIED FORWARD TO THE NEXT PAGE |  |  |  | 150000
Item | Description | Unit | Quantity | Rate | Amount
| TOTAL BROUGHT FORWARD FROM PREVIOUS PAGE |  |  |  | 150000
65.02 | Anchorages and couplers:
| (a) Anchorage at jacking end | MN | 75
| (b) Anchorage at dead end | MN | 75
B66.00 | NO-FINES CONCRETE, JOINTS, BEARINGS, BOLT GROUPS FOR ELECTRIFICATION, PARAPETS AND DRAINAGE FOR STRUCTURES
B66.05 | Expansion joints:
| (a) Claw joint or similar approved in deck extension over abutment (30mm movement capacity) | m | 13
| (b) Asphaltic plug or similar approved in deck extension over existing pier (20mm movement capacity) | m | 13
66.11 | Bearings
(a) Pot bearing
| (i) Fixed (2650 kN) | No | 1
| (ii) Multi - Directional (2900 kN) | No | 1
| (iii) Uni - Directional (2900 kN) | No | 2
B66.15 | Concrete parapet (Class W30 MPa/19) | m | 55
66.17 | End Blocks | No | 2
66.18 | Numbers for structures:
| (a) Non metallic number plates | No | 2
B66.31 | Sidewalk
| (a) Concrete sidewalk as per drawings (inclusive of no fines concrete, 50mm insitu concrete slab (25/19), polyethylene sheeting, river sand and sand/cement mortar) | m | 55
| TOTAL CARRIED FORWARD TO THE NEXT PAGE |  |  |  | 150000
Item | Description | Unit | Quantity | Rate | Amount
| TOTAL BROUGHT FORWARD FROM PREVIOUS PAGE |  |  |  | 150000
B7200 | REINFORCED EARTH
B72.01 | Cladding panels and Reinforcement Elements
| (a) Concrete panels (Class 30/19 MPa, cruciform shape, 140mm thick) | m2 | 250
B72.08 | MSEW structures | m2 | 250
B72.09 | Excavation for concrete footings for walls
| (a) In soft material | m3 | 40
| (b) Extra over subitem 72.09(a) for excavation in hard material | m3 | 2
B72.10 | Concrete bases for earth retaining systems (Class 25MPa/19) | m3 | 20
B72.11 | Infill concrete and finishing on top of the wall (Class 25MPa/19) | m3 | 15
B72.12 | Borrow to fill G6 Material from approved commercial source | m3 | 550
B72.13 | Extra over items B72.12, 33.01(a)(i) and 33.01(a)(ii) for backfill behind MSEW compacted in layers of 150mm to min. 93% MOD AASHTO density at optimum moisture content | m3 | 550
| TOTAL CARRIED FORWARD TO THE NEXT PAGE |  |  |  | 150000
Item | Description | Unit | Quantity | Rate | Amount
| TOTAL BROUGHT FORWARD FROM PREVIOUS PAGE |  |  |  | 150000
B81.00 | TESTING OF MATERIALS AND WORKMANSHIP
B81.02 | Other specialist tests requested by the Engineer
(a) Employer's contribution to concrete durability test
| (i) Tests for water sorptivity | Prov Sum | 1 | 12000 | 12000
| (ii) Tests for oxygen permeability | Prov Sum | 1 | 12000 | 12000
| (iii) Tests for chloride conductivity | Prov Sum | 1 | 12000 | 12000
| (iv) Tests for concrete cover | Prov Sum | 1 | 12000 | 12000
| (b) Other tests | Prov Sum | 1 | 12000 | 12000
B81.06 | Acceptance testing | Prov sum | 1 | 50000 | 50000
8400 | PAINTING
84.01 | Painting:
| (a) Surface protective coating to be applied to the deck soffit, sides of deck and parapets of both the new and existing bridge for aesthetic consistency (Sikagard 540W or similar approved) | m2 | 340
| TOTAL CARRIED FORWARD TO SUMMARY |  |  |  | 260000

## C14-C3996
Item | Description | Unit | Quantity | Rate | Amount
C14 | C3996 N4-13 KM 32.817 DORPSPRUIT
B51.00 | PITCHING, STONEWORK AND PROTECTION AGAINST EROSION
51.02 | Riprap
| (b) Dumped riprap (min 300mm dia) | m3 | 30
| (d) Synthetic-fibre filter fabric (Grade A) | m2 | 50
51.07 | Foundation trenches | m3 | 40
B61.00 | FOUNDATIONS FOR STRUCTURES
61.02 | Excavation:
(a) Excavating soft material situated within the following successive depth ranges:
| (i) 0 m up to 2 m | m³ | 850
| (b) Extra over sub item 61.02(a) for excavation in hard material irrespective of depth | m³ | 50
| (c) Extra over sub item 61.02(a) for additional excavation required by the engineer after the excavation has been completed | m³ | 100
| (d) Extra over subitem 61.02(a) for excavation by hand | m³ | 80
61.03 | Access and drainage:
| (a) Access | L/sum | 1
61.04 | Backfill to excavations utilising:
| (a) Material from the excavation | m³ | 200
| (b) Imported material | m³ | 100
B61.05 | Fill within a restricted area (extra over item 33.01) | m³ | 1050
TOTAL CARRIED FORWARD TO THE NEXT PAGE
Item | Description | Unit | Quantity | Rate | Amount
TOTAL BROUGHT FORWARD FROM PREVIOUS PAGE
61.06 | Overhaul in excess of 1,0 km on excavated material and on material imported for backfill, foundation fill and fill for caissons | m³-km | 6150
61.08 | Foundation fill consisting of:
| (c) Compacted granular material | m³ | 350
| (d) Mass concrete (Class 15/19) (where directed by the Engineer) | m³ | 50
| (e) Concrete screed (75mm thick and Class 15/19) | m³ | 20
61.14 | Foundation lining
| (a) 250 Micron polythene sheeting under apron slab | m2 | 130
B61.51 | Lateral support to excavations
| (i) 0 m to 5 m depth | L/sum | 1
B62.00 | FALSEWORK, FORMWORK AND CONCRETE FINISH
62.02 | Vertical formwork to provide:
(a) Class F1 surface finish to:
| (i) Barrel | m² | 300
| (ii) Wingwalls | m² | 75
| (iii) Head wall, cut-off wall and end thickening | m² | 100
| (iv) Apron slab (including cut-off) | m² | 60
(b) Class F2 surface finish to:
| (i) Barrel | m² | 360
| (ii) Wingwalls | m² | 75
| (iii) Head wall, cut-off wall and end thickening | m² | 75
TOTAL CARRIED FORWARD TO THE NEXT PAGE
Item | Description | Unit | Quantity | Rate | Amount
TOTAL BROUGHT FORWARD FROM PREVIOUS PAGE
62.03 | Horizontal formwork to provide:
(b) Class F2 surface finish to:
| (i) Barrel soffit | m² | 220
B62.04 | Inclined formwork to provide:
(b) Class F2 surface finish to:
| (i) Barrel soffit | m² | 145
62.06 | Formwork to form open joints (barrel movement joints) | m² | 30
B63.00 | STEEL REINFORCEMENT FOR STRUCTURES
63.01 | Steel reinforcement for:
(a) Barrel
| (i) Mild steel bars | t | 8
| (ii) High-yield-stress-steel bars (Type C) | t | 75
(b) Wingwalls and bases
| (i) Mild steel bars | t | 0.5
| (ii) High-yield-stress-steel bars (Type C) | t | 3
(c) Head wall, cut-off wall and end thickening
| (i) Mild steel bars | t | 1
| (ii) High-yield-stress-steel bars (Type C) | t | 8
(d) Apron Slab (including cut-off)
| (i) Mild steel bars | t | 0.1
| (ii) High-yield-stress-steel bars (Type C) | t | 2
| (iii) Welded steel mesh fabric: No. 245 (apron slab) | kg | 1350
B63.05 | Dowels bars
| (a) Hot dipped galvanised, R20, 1250mm long, between existing structure and new structure, all inclusive | kg | 25
TOTAL CARRIED FORWARD TO THE NEXT PAGE
Item | Description | Unit | Quantity | Rate | Amount
TOTAL BROUGHT FORWARD FROM PREVIOUS PAGE
B64.00 | CONCRETE FOR STRUCTURES
B64.01 | Cast in situ concrete:
(a) Durability concrete (Class W)
| (i) Barrel (Class W30/19) | m³ | 650
| (ii) Wingwalls and bases (Class W30/19) | m³ | 30
| (iii) Head wall, cut-off wall and end thickening (Class W30/19) | m³ | 65
| (iv) Apron slab and cut-off (Class W30/19) | m³ | 40
B64.02 | Manufacturing precast concrete members
| (a) Precast concrete mounting block | No | 2
64.03 | Transporting and erecting precast concrete members
| (a) Precast concrete mounting block | No | 2
B64.06 | Demolishing existing concrete
(b) Reinforced concrete in
| (i) Existing wingwalls and apron slab | m3 | 30
B64.07 | Curing of concrete
(a) Durability concrete (Class W30/19)
| (i) Barrel, up-stands and down-stands (tenderer to specify method of curing) ………………………………………….. | m² | 440
TOTAL CARRIED FORWARD TO THE NEXT PAGE
Item | Description | Unit | Quantity | Rate | Amount
TOTAL BROUGHT FORWARD FROM PREVIOUS PAGE
| (ii) Wingwalls (tenderer to specify method of curing) ………………………………………….. | m² | 150
| (iii) Apron Slab and cut-off (tenderer to specify method of curing) ………………………………………….. | m² | 2000
B64.08 | Hot weather concreting | lump sum | 1
B66.00 | NO-FINES CONCRETE, JOINTS, BEARINGS, BOLT GROUPS FOR ELECTRIFICATION, PARAPETS AND DRAINAGE FOR STRUCTURES
B66.06 | Filled joints:
| (b) 20mm barrel movement joints | m | 55
66.18 | Numbers for structures:
| (c) Numbers formed in concrete | No | 1
66.19 | Drainage pipes and weepholes:
(b) Weepholes
| (i) 12mm dia. uPVC Weepholes | m | 40
66.21 | Synthetic-fibre filter fabric
| (a) Grade 2 geotextile fabric to culvert barrel wall earth faces and around Netlon drainage pipes or similar approved | m2 | 250
B66.28 | Drainage strips
| (a) 325mm wide DN3 netlon drainage strips at 1.8m centres | m | 110
TOTAL CARRIED FORWARD TO THE NEXT PAGE
Item | Description | Unit | Quantity | Rate | Amount
TOTAL BROUGHT FORWARD FROM PREVIOUS PAGE
B66.29 | Perforated drainage pipes - M65 Netlon drainage pipe wrapped in Kaymat U34 or similar approved | m | 45
B66.30 | Joint protection plates for barrel movement joints (including attachment) | m | 55
B81.00 | TESTING OF MATERIALS AND WORKMANSHIP
B81.02 | Other special tests requested by the engineer:
(a) Employer's contribution to concrete durability tests:
| (i) Tests for water sorptivity | Prov Sum | 1 | 12000 | 12000
| (ii) Tests for oxygen permeability | Prov Sum | 1 | 12000 | 12000
| (iii) Test for chloride conductivity | Prov Sum | 1 | 12000 | 12000
| (iv) Tests for concrete cover | Prov Sum | 1 | 12000 | 12000
| (b) Other tests | Prov Sum | 1 | 12000 | 12000
B81.06 | Acceptance testing | Lump sum | 1 | 50000 | 50000
| TOTAL CARRIED FORWARD TO SUMMARY |  |  |  | 110000

## C15-C3995
Item | Description | Unit | Quantity | Rate | Amount
C15 | C3995 N4-13 KM 35.496 DORPSPRUIT TRIBUTARY
B51.00 | PITCHING, STONEWORK AND PROTECTION AGAINST EROSION
51.02 | Riprap
| (b) Dumped riprap (min 300mm dia) | m3 | 30
| (d) Synthetic-fibre filter fabric (Grade A) | m2 | 50
51.07 | Foundation trenches | m3 | 50
B61.00 | FOUNDATIONS FOR STRUCTURES
61.02 | Excavation:
(a) Excavating soft material situated within the following successive depth ranges:
| (i) 0 m up to 2 m | m³ | 400
| (b) Extra over sub item 61.02(a) for excavation in hard material irrespective of depth | m³ | 50
| (c) Extra over sub item 61.02(a) for additional excavation required by the engineer after the excavation has been completed | m³ | 40
| (d) Extra over subitem 61.02(a) for excavation by hand | m³ | 40
61.03 | Access and drainage:
| (a) Access | L/sum | 1
61.04 | Backfill to excavations utilising:
| (a) Material from the excavation | m³ | 100
| (b) Imported material | m³ | 150
TOTAL CARRIED FORWARD TO THE NEXT PAGE
Item | Description | Unit | Quantity | Rate | Amount
TOTAL BROUGHT FORWARD FROM PREVIOUS PAGE
B61.05 | Fill within a restricted area (extra over item 33.01) | m³ | 650
61.06 | Overhaul in excess of 1,0 km on excavated material and on material imported for backfill, foundation fill and fill for caissons | m³-km | 3000
61.08 | Foundation fill consisting of:
| (c) Compacted granular material | m³ | 100
| (d) Mass concrete (Class 15/19) (where directed by the Engineer) | m³ | 40
| (e) Concrete screed (75mm thick and Class 15/19) | m³ | 15
61.14 | Foundation lining
| (a) 250 Micron polythene sheeting under apron slab | m2 | 70
B61.51 | Lateral support to excavations
| (i) 0 m to 5 m depth | L/sum | 1
B62.00 | FALSEWORK, FORMWORK AND CONCRETE FINISH
62.02 | Vertical formwork to provide:
(a) Class F1 surface finish to:
| (i) Barrel | m² | 180
| (ii) Wingwalls | m² | 40
| (iii) Head wall, cut-off wall and end thickening | m² | 15
| (iv) Apron slab (including cut-off) | m² | 40
(b) Class F2 surface finish to:
| (i) Barrel | m² | 275
| (ii) Wingwalls | m² | 40
| (iii) Head wall, cut-off wall and end thickening | m² | 15
TOTAL CARRIED FORWARD TO THE NEXT PAGE
Item | Description | Unit | Quantity | Rate | Amount
TOTAL BROUGHT FORWARD FROM PREVIOUS PAGE
62.03 | Horizontal formwork to provide:
(b) Class F2 surface finish to:
| (i) Barrel soffit | m² | 180
B62.04 | Inclined formwork to provide:
(b) Class F2 surface finish to:
| (i) Barrel soffit | m² | 35
62.06 | Formwork to form open joints (barrel movement joints) | m² | 15
B63.00 | STEEL REINFORCEMENT FOR STRUCTURES
63.01 | Steel reinforcement for:
(a) Barrel
| (i) Mild steel bars | t | 4
| (ii) High-yield-stress-steel bars (Type C) | t | 25
(b) Wingwalls and bases
| (i) Mild steel bars | t | 1
| (ii) High-yield-stress-steel bars (Type C) | t | 5
(c) Head wall, cut-off wall and end thickening
| (i) Mild steel bars | t | 0.5
| (ii) High-yield-stress-steel bars (Type C) | t | 1
(d) Apron Slab (including cut-off)
| (i) Mild steel bars | t | 0.1
| (ii) High-yield-stress-steel bars (Type C) | t | 1
| (iii) Welded steel mesh fabric: No. 245 (apron slab) | kg | 750
TOTAL CARRIED FORWARD TO THE NEXT PAGE
Item | Description | Unit | Quantity | Rate | Amount
TOTAL BROUGHT FORWARD FROM PREVIOUS PAGE
B63.05 | Dowels bars
| (a) Hot dipped galvanised, R20, 1250mm long, between existing structure and new structure, all inclusive | kg | 20
B64.00 | CONCRETE FOR STRUCTURES
B64.01 | Cast in situ concrete:
(a) Durability concrete (Class W)
| (i) Barrel (Class W30/19) | m³ | 230
| (ii) Wingwalls and bases (Class W30/19) | m³ | 45
| (iii) Head wall, cut-off wall and end thickening (Class W30/19) | m³ | 10
| (iv) Apron slab and cut-off (Class W30/19) | m³ | 20
B64.02 | Manufacturing precast concrete members
| (a) Precast concrete mounting block | No | 2
64.03 | Transporting and erecting precast concrete members
| (a) Precast concrete mounting block | No | 2
B64.06 | Demolishing existing concrete
(b) Reinforced concrete in
| (i) Existing wingwalls and apron slab | m3 | 45
B64.07 | Curing of concrete
(a) Durability concrete (Class W30/19)
| (i) Barrel, up-stands and down-stands (tenderer to specify method of curing) ………………………………………….. | m² | 300
TOTAL CARRIED FORWARD TO THE NEXT PAGE
Item | Description | Unit | Quantity | Rate | Amount
TOTAL BROUGHT FORWARD FROM PREVIOUS PAGE
| (ii) Wingwalls (tenderer to specify method of curing) ………………………………………….. | m² | 80
| (iii) Apron Slab and cut-off (tenderer to specify method of curing) ………………………………………….. | m² | 115
B64.08 | Hot weather concreting | lump sum | 1
B66.00 | NO-FINES CONCRETE, JOINTS, BEARINGS, BOLT GROUPS FOR ELECTRIFICATION, PARAPETS AND DRAINAGE FOR STRUCTURES
B66.06 | Filled joints:
| (b) 20mm barrel movement joints | m | 80
66.18 | Numbers for structures:
| (a) Non metallic number plates | No | 1
66.19 | Drainage pipes and weepholes:
(b) Weepholes
| (i) 12mm dia. uPVC Weepholes | m | 40
66.21 | Synthetic-fibre filter fabric
| (a) Grade 2 geotextile fabric to culvert barrel wall earth faces and around Netlon drainage pipes or similar approved | m2 | 150
B66.28 | Drainage strips
| (a) 325mm wide DN3 netlon drainage strips at 1.8m centres | m | 110
B66.29 | Perforated drainage pipes - M65 Netlon drainage pipe wrapped in Kaymat U34 or similar approved | m | 45
TOTAL CARRIED FORWARD TO THE NEXT PAGE
Item | Description | Unit | Quantity | Rate | Amount
TOTAL BROUGHT FORWARD FROM PREVIOUS PAGE
B66.30 | Joint protection plates for barrel movement joints (including attachment) | m | 80
B81.00 | TESTING OF MATERIALS AND WORKMANSHIP
B81.02 | Other special tests requested by the engineer:
(a) Employer's contribution to concrete durability tests:
| (i) Tests for water sorptivity | Prov Sum | 1 | 12000 | 12000
| (ii) Tests for oxygen permeability | Prov Sum | 1 | 12000 | 12000
| (iii) Test for chloride conductivity | Prov Sum | 1 | 12000 | 12000
| (iv) Tests for concrete cover | Prov Sum | 1 | 12000 | 12000
| (b) Other tests | Prov Sum | 1 | 12000 | 12000
B81.06 | Acceptance testing | Lump sum | 1 | 50000 | 50000
| TOTAL CARRIED FORWARD TO SUMMARY |  |  |  | 110000

## B16-C3993
Item | Description | Unit | Quantity | Rate | Amount
C16 | C3993 N4-13 KM 37.336 RIETVLEI AGRICULTURAL UNDERPASS 1
B61.00 | FOUNDATIONS FOR STRUCTURES
61.02 | Excavation:
(a) Excavating soft material situated within the following successive depth ranges:
| (i) 0 m up to 2 m | m³ | 160
| (b) Extra over sub item 61.02(a) for excavation in hard material irrespective of depth | m³ | 20
| (c) Extra over sub item 61.02(a) for additional excavation required by the engineer after the excavation has been completed | m³ | 20
| (d) Extra over subitem 61.02(a) for excavation by hand | m³ | 20
61.03 | Access and drainage:
| (a) Access | L/sum | 1
61.04 | Backfill to excavations utilising:
| (a) Material from the excavation | m³ | 40
| (b) Imported material | m³ | 50
B61.05 | Fill within a restricted area (extra over item 33.01) | m³ | 1050
61.06 | Overhaul in excess of 1,0 km on excavated material and on material imported for backfill, foundation fill and fill for caissons | m³-km | 2100
TOTAL CARRIED FORWARD TO THE NEXT PAGE
Item | Description | Unit | Quantity | Rate | Amount
TOTAL BROUGHT FORWARD FROM PREVIOUS PAGE
61.08 | Foundation fill consisting of:
| (c) Compacted granular material | m³ | 100
| (d) Mass concrete (Class 15/19) (where directed by the Engineer) | m³ | 30
| (e) Concrete screed (75mm thick and Class 15/19) | m³ | 10
61.14 | Foundation lining
| (a) 250 Micron polythene sheeting under approach slab | m2 | 150
B61.51 | Lateral support to excavations
| (i) 0 m to 5 m depth | L/sum | 1
B62.00 | FALSEWORK, FORMWORK AND CONCRETE FINISH
62.02 | Vertical formwork to provide:
(a) Class F1 surface finish to:
| (i) Barrel | m² | 250
| (ii) Head wall, cut-off wall and end thickening | m² | 10
(b) Class F2 surface finish to:
| (i) Barrel | m² | 230
| (ii) Head wall, cut-off wall and end thickening | m² | 5
62.03 | Horizontal formwork to provide:
(b) Class F2 surface finish to:
| (i) Barrel soffit | m² | 110
TOTAL CARRIED FORWARD TO THE NEXT PAGE
Item | Description | Unit | Quantity | Rate | Amount
TOTAL BROUGHT FORWARD FROM PREVIOUS PAGE
B62.04 | Inclined formwork to provide:
(b) Class F2 surface finish to:
| (i) Barrel soffit | m² | 20
62.06 | Formwork to form open joints (barrel movement joints) | m² | 10
B63.00 | STEEL REINFORCEMENT FOR STRUCTURES
63.01 | Steel reinforcement for:
(a) Barrel
| (i) Mild steel bars | t | 3
| (ii) High-yield-stress-steel bars (Type C) | t | 25
(b) Head wall, cut-off wall and end thickening
| (i) Mild steel bars | t | 0.1
| (ii) High-yield-stress-steel bars (Type C) | t | 1
(d) Approach Slab
| (i) Mild steel bars | t | 0.5
| (ii) High-yield-stress-steel bars (Type C) | t | 6
B63.05 | Dowels bars
| (a) Hot dipped galvanised, R20, 1250mm long, between existing structure and new structure, all inclusive | kg | 20
B64.00 | CONCRETE FOR STRUCTURES
B64.01 | Cast in situ concrete:
(a) Durability concrete (Class W)
| (i) Barrel (Class W30/19) | m³ | 230
| (iii) Head wall, cut-off wall and end thickening | m³ | 5
| (iv) Approach slab (Class 30/19) | m³ | 40
TOTAL CARRIED FORWARD TO THE NEXT PAGE
Item | Description | Unit | Quantity | Rate | Amount
TOTAL BROUGHT FORWARD FROM PREVIOUS PAGE
B64.02 | Manufacturing precast concrete members
| (a) Precast concrete mounting block (including non metallic number plate) | No | 2
64.03 | Transporting and erecting precast concrete members
| (a) Precast concrete mounting block | No | 2
B64.06 | Demolishing existing concrete
(b) Reinforced concrete in
| (i) Existing headwall | m3 | 5
B64.07 | Curing of concrete
(a) Durability concrete (Class W30/19)
| (i) Barrel, up-stands and down-stands (tenderer to specify method of curing) ………………………………………….. | m² | 230
B64.08 | Hot weather concreting | lump sum | 1
B66.00 | NO-FINES CONCRETE, JOINTS, BEARINGS, BOLT GROUPS FOR ELECTRIFICATION, PARAPETS AND DRAINAGE FOR STRUCTURES
B66.06 | Filled joints:
| (b) 20mm barrel movement joints | m | 40
66.18 | Numbers for structures:
| (a) Non metallic number plates | No | 1
TOTAL CARRIED FORWARD TO THE NEXT PAGE
Item | Description | Unit | Quantity | Rate | Amount
TOTAL BROUGHT FORWARD FROM PREVIOUS PAGE
66.19 | Drainage pipes and weepholes:
(b) Weepholes
| (i) 12mm dia. uPVC Weepholes | m | 50
66.21 | Synthetic-fibre filter fabric
| (a) Grade 2 geotextile fabric to culvert barrel wall earth faces and around Netlon drainage pipes or similar approved | m2 | 200
B66.28 | Drainage strips
| (a) 325mm wide DN3 netlon drainage strips at 1.8m centres | m | 160
B66.29 | Perforated drainage pipes - M65 Netlon drainage pipe wrapped in Kaymat U34 or similar approved | m | 40
B66.30 | Joint protection plates for barrel movement joints (including attachment) | m | 40
B72.00 | REINFORCED EARTH
B72.01 | Cladding panels and Reinforcement Elements
| (a) Concrete panels (Class 30/19 MPa, cruciform shape, 140mm thick) | m2 | 110
B72.08 | MSEW structures | m2 | 110
B72.09 | Excavation for concrete footings for walls
| (a) In soft material | m3 | 40
| (b) Extra over subitem 72.09(a) for excavation in hard material | m3 | 4
TOTAL CARRIED FORWARD TO THE NEXT PAGE
Item | Description | Unit | Quantity | Rate | Amount
TOTAL BROUGHT FORWARD FROM PREVIOUS PAGE
B72.10 | Concrete bases for earth retaining systems (Class 25MPa/19) | m3 | 10
B72.11 | Infill concrete and finishing on top of the wall (Class 25MPa/19) | m3 | 10
B72.12 | Borrow to fill G6 Material from approved commercial source | m3 | 50
B72.13 | Extra over items B72.12, 33.01(a)(i) and 33.01(a)(ii) for backfill behind MSEW compacted in layers of 150mm to min. 93% MOD AASHTO density at optimum moisture content | m3 | 220
B81.00 | TESTING OF MATERIALS AND WORKMANSHIP
B81.02 | Other special tests requested by the engineer:
(a) Employer's contribution to concrete durability tests:
| (i) Tests for water sorptivity | Prov Sum | 1 | 12000 | 12000
| (ii) Tests for oxygen permeability | Prov Sum | 1 | 12000 | 12000
| (iii) Test for chloride conductivity | Prov Sum | 1 | 12000 | 12000
| (iv) Tests for concrete cover | Prov Sum | 1 | 12000 | 12000
| (b) Other tests | Prov Sum | 1 | 12000 | 12000
B81.06 | Acceptance testing | Lump sum | 1 | 50000 | 50000
| TOTAL CARRIED FORWARD TO SUMMARY |  |  |  | 110000

## C17-C3994
Item | Description | Unit | Quantity | Rate | Amount
C17 | C3994 N4-13 KM 38.09 WATERKLOOFSPRUIT TRIBUTARY
B51.00 | PITCHING, STONEWORK AND PROTECTION AGAINST EROSION
51.02 | Riprap
| (b) Dumped riprap (min 300mm dia) | m3 | 20
| (d) Synthetic-fibre filter fabric (Grade A) | m2 | 40
51.07 | Foundation trenches | m3 | 30
B61.00 | FOUNDATIONS FOR STRUCTURES
61.02 | Excavation:
(a) Excavating soft material situated within the following successive depth ranges:
| (i) 0 m up to 2 m | m³ | 600
| (b) Extra over sub item 61.02(a) for excavation in hard material irrespective of depth | m³ | 40
| (c) Extra over sub item 61.02(a) for additional excavation required by the engineer after the excavation has been completed | m³ | 70
| (d) Extra over subitem 61.02(a) for excavation by hand | m³ | 60
61.03 | Access and drainage:
| (a) Access | L/sum | 1
61.04 | Backfill to excavations utilising:
| (a) Material from the excavation | m³ | 70
| (b) Imported material | m³ | 100
TOTAL CARRIED FORWARD TO THE NEXT PAGE
Item | Description | Unit | Quantity | Rate | Amount
TOTAL BROUGHT FORWARD FROM PREVIOUS PAGE
B61.05 | Fill within a restricted area (extra over item 33.01) | m³ | 630
61.06 | Overhaul in excess of 1,0 km on excavated material and on material imported for backfill, foundation fill and fill for caissons | m³-km | 4500
61.08 | Foundation fill consisting of:
| (c) Compacted granular material | m³ | 300
| (d) Mass concrete (Class 15/19) (where directed by the Engineer) | m³ | 40
| (e) Concrete screed (75mm thick and Class 15/19) | m³ | 15
61.14 | Foundation lining
| (a) 250 Micron polythene sheeting under apron slab | m2 | 75
B61.51 | Lateral support to excavations
| (i) 0 m to 5 m depth | L/sum | 1
B62.00 | FALSEWORK, FORMWORK AND CONCRETE FINISH
62.02 | Vertical formwork to provide:
(a) Class F1 surface finish to:
| (i) Barrel | m² | 170
| (ii) Wingwalls | m² | 40
| (iii) Head wall, cut-off wall and end thickening | m² | 20
| (iv) Apron slab (including cut-off) | m² | 35
(b) Class F2 surface finish to:
| (i) Barrel | m² | 240
| (ii) Wingwalls | m² | 45
| (iii) Head wall, cut-off wall and end thickening | m² | 15
TOTAL CARRIED FORWARD TO THE NEXT PAGE
Item | Description | Unit | Quantity | Rate | Amount
TOTAL BROUGHT FORWARD FROM PREVIOUS PAGE
62.03 | Horizontal formwork to provide:
(b) Class F2 surface finish to:
| (i) Barrel soffit | m² | 160
B62.04 | Inclined formwork to provide:
(b) Class F2 surface finish to:
| (i) Barrel soffit | m² | 35
62.06 | Formwork to form open joints (barrel movement joints) | m² | 25
B63.00 | STEEL REINFORCEMENT FOR STRUCTURES
63.01 | Steel reinforcement for:
(a) Barrel
| (i) Mild steel bars | t | 4
| (ii) High-yield-stress-steel bars (Type C) | t | 30
(b) Wingwalls and bases
| (i) Mild steel bars | t | 0.5
| (ii) High-yield-stress-steel bars (Type C) | t | 2
(c) Head wall, cut-off wall and end thickening
| (i) Mild steel bars | t | 0.5
| (ii) High-yield-stress-steel bars (Type C) | t | 1.5
(d) Apron Slab (including cut-off)
| (i) Mild steel bars | t | 0.1
| (ii) High-yield-stress-steel bars (Type C) | t | 1
| (iii) Welded steel mesh fabric: No. 245 (apron slab) | kg | 750
B63.05 | Dowels bars
| (a) Hot dipped galvanised, R20, 1250mm long, between existing structure and new structure, all inclusive | kg | 20
TOTAL CARRIED FORWARD TO THE NEXT PAGE
Item | Description | Unit | Quantity | Rate | Amount
TOTAL BROUGHT FORWARD FROM PREVIOUS PAGE
B64.00 | CONCRETE FOR STRUCTURES
B64.01 | Cast in situ concrete:
(a) Durability concrete (Class W)
| (i) Barrel (Class W30/19) | m³ | 290
| (ii) Wingwalls and bases (Class W30/19) | m³ | 15
| (iii) Head wall, cut-off wall and end thickening (Class W30/19) | m³ | 10
| (iv) Apron slab and cut-off (Class W30/19) | m³ | 20
B64.02 | Manufacturing precast concrete members
| (a) Precast concrete mounting block (including non metallic number plate) | No | 2
64.03 | Transporting and erecting precast concrete members
| (a) Precast concrete mounting block | No | 2
B64.06 | Demolishing existing concrete
(b) Reinforced concrete in
| (i) Existing wingwalls and apron slab | m³ | 15
B64.07 | Curing of concrete
(a) Durability concrete (Class W30/19)
| (i) Barrel, up-stands and down-stands (tenderer to specify method of curing) ………………………………………….. | m² | 260
| (ii) Wingwalls (tenderer to specify method of curing) ………………………………………….. | m² | 90
TOTAL CARRIED FORWARD TO THE NEXT PAGE
Item | Description | Unit | Quantity | Rate | Amount
TOTAL BROUGHT FORWARD FROM PREVIOUS PAGE
| (iii) Apron Slab and cut-off (tenderer to specify method of curing) ………………………………………….. | m² | 100
B64.08 | Hot weather concreting | lump sum | 1
B66.00 | NO-FINES CONCRETE, JOINTS, BEARINGS, BOLT GROUPS FOR ELECTRIFICATION, PARAPETS AND DRAINAGE FOR STRUCTURES
B66.06 | Filled joints:
| (b) 20mm barrel movement joints | m | 55
66.18 | Numbers for structures:
| (c) Numbers formed in concrete | No | 1
66.19 | Drainage pipes and weepholes:
(b) Weepholes
| (i) 12mm dia. uPVC Weepholes | m | 60
66.21 | Synthetic-fibre filter fabric
| (a) Grade 2 geotextile fabric to culvert barrel wall earth faces and around Netlon drainage pipes or similar approved | m2 | 135
B66.28 | Drainage strips
| (a) 325mm wide DN3 netlon drainage strips at 1.8m centres | m | 90
B66.29 | Perforated drainage pipes - M65 Netlon drainage pipe wrapped in Kaymat U34 or similar approved | m | 45
B66.30 | Joint protection plates for barrel movement joints (including attachment) | m | 55
TOTAL CARRIED FORWARD TO THE NEXT PAGE
Item | Description | Unit | Quantity | Rate | Amount
TOTAL BROUGHT FORWARD FROM PREVIOUS PAGE
B81.00 | TESTING OF MATERIALS AND WORKMANSHIP
B81.02 | Other special tests requested by the engineer:
(a) Employer's contribution to concrete durability tests:
| (i) Tests for water sorptivity | Prov Sum | 1 | 12000 | 12000
| (ii) Tests for oxygen permeability | Prov Sum | 1 | 12000 | 12000
| (iii) Test for chloride conductivity | Prov Sum | 1 | 12000 | 12000
| (iv) Tests for concrete cover | Prov Sum | 1 | 12000 | 12000
| (b) Other tests | Prov Sum | 1 | 12000 | 12000
B81.06 | Acceptance testing | Lump sum | 1 | 50000 | 50000
| TOTAL CARRIED FORWARD TO SUMMARY |  |  |  | 110000

## Summary Section C
ITEM | SECTION | AMOUNT
C01 | C2321A N4-13 km 6.272 | 110000
C02 | C4034 N4-13 KM 9.217 | 110000
C03 | C4036 N4-13 KM 14.205 | 110000
C04 | C4033 N4-13 KM 16.027 | 24000
C05 | B1684 N4-13 KM 20.863 | 110000
C06 | B1640B N4-13 KM 21.767 | 110000
C07 | C4027 N4-13 KM 22.227 | 110000
C08 | C9452 N4-13 KM 26.727
C09 | C4002 N4-13 KM 27.707 | 110000
C10 | C4000 N4-13 KM 30.547 | 110000
C11 | B2227 N4-13 KM 30.662 | 260000
C12 | B2226 N4-13 KM 31.095 | 260000
C13 | B2225 N4-13 KM 31.666 | 260000
C14 | C3996 N4-13 KM 32.817 | 110000
C15 | C3995 N4-13 35.496 | 110000
C16 | C3993 N4-13 KM 37.336 | 110000
C17 | C3994 N4-13 KM 38.09 | 110000
| TOTAL BROUGHT FORWARD TO SUMMARY | 2124000

## SECTION D
Item | Description | Unit | Quantity | Rate | Amount
D1000 | STAKEHOLDER AND COMMUNITY LIAISON, AND TARGETED LABOUR AND TARGETED ENTERPRISES UTILISATION AND DEVELOPMENT
D10.01 | Stakeholder and Community Liaison and Social Facilitation
| (a) Cost of liaison, social facilitation and PLC support | PC Sum | 1 | 3000000 | 3000000
| (b) Handling cost and profit in respect of sub-item D10.02 (a) | % | 3000000
| (c) Data allowance for PLC members | PC Sum | 1 | 125000 | 125000
| (d) Handling cost and profit in respect of sub-item D10.02 (c) | % | 125000
D10.02 | Tender Process for Targeted Enterprises
| (a) Contractor's charge for the management and execution of the Targeted Enterprise procurement process | Month | 40
| (b) Targeted Enterprise Procurement Coordinator | Month | 40
D10.03 | Responsibilities of the Contractor towards Targeted Enterprises
| (a) Contractor's establishment, management, management support, assistance, coaching, guidance, mentoring and supervision of Targeted Enterprises | Month | 40
| (b) Targeted Enterprise Construction Manager | Month | 40
| TOTAL SECTION D CARRIED FORWARD TO SUMMARY |  |  |  | 3125000

## Summary
OPTION 1
ITEM | AMOUNT
SECTION A | 21004000
SECTION B | 1880000
SECTION C | 2124000
SECTION D | 3125000
SUBTOTAL A | 28133000
CONTENGENCIES 5% | 1406650
SUBTOTAL B | 29539650
VAT 15% | 4430947.5
TOTAL | 33970597.5